## Readme
European Coal Plant Database
Status: 20 Apr 2021
Contact: Felix Reitz, Energy Analyst, Europe Beyond Coal - felix.reitz@beyond-coal.eu
This database is published under a Open Database License (ODbL) v1.0. For more information please visit https://opendatacommons.org/licenses/odbl/summary/ . The full license can be found here: https://opendatacommons.org/licenses/odbl/1.0/ Please cite as: 'Europe Beyond Coal: European Coal Plant Database, 20 Apr 2021'
Disclaimer: Europe Beyond Coal uses its best efforts to deliver a high quality of the Database and to verify that the data contained therein have been selected on the basis of sound judgement. It is based on all relevant data known of by the collaborators of Europe Beyond Coal, but may not be exhaustive, and there may exist further or updated information that they were not aware of. However, Europe Beyond Coal makes no warranties to that effect, and shall not be liable for any damage that may result from errors or omissions in the Database.
To report errors or updates please contact: felix.reitz@beyond-coal.eu
NOTES
1. Scope:
This database lists the vast majority of coal plants in all EU member states that use coal for electricity generation (22 countries), 5 Western Balkan states and Turkey. Plants retired before 2005 in the EU and before 2016 in the Western Balkans or in Turkey are not listed. The database covers coal power plants larger than 15 MW (net) in size (with a few minor exceptions) that provide electricity or electricity and heat (combined heat and power, 'CHP'), other plants are omitted. The database only includes units fired with coal as main fuel.
2. Sources:
Basic plant parameters: | Every data point on unit level has been individually researched and sourced. Types of sources include official plant lists of government bodies, permits, company websites, company reports, news articles, and tenders. In a few cases utilities or authorities were called directly or on-site visits were undertaken.
Emissions data (EU only):
EPRTR (pollutants) | European Pollutant Release and Transfer Register; https://www.eea.europa.eu/data-and-maps/data/member-states-reporting-art-7-under-the-european-pollutant-release-and-transfer-register-e-prtr-regulation-19
EUTL (CO2 emissions) | EU Emissions Trading System data from European Union Transaction Log (EUTL); https://ec.europa.eu/clima/policies/ets/registry_en#tab-0-1
LCPD (pollutants) | Reported data on large combustion plants covered by Directive 2001/80/EC (Large Combustion Plants Directive - LCPD); https://www.eea.europa.eu/data-and-maps/data/lcp-5/plant-by-plant-emissions-lcp/lcp_db_mdb
The data for pollutant emissions sourced from either EPRTR or LCPD. In case of contradicting information a plausibility check was performed. Data for Western Balkan plants (except Serbia) were gathered manually from different individual sources. For more information please get in direct contact with us.
Health impacts (EU only):
Model results based on methodology used in report "Last Gasp: The coal companies making Europe sick", published by Climate Action Network Europe/written and endorsed by Europe Beyond Coal, Sandbag, Greenpeace Central and Eastern Europe, and the European Environmental Bureau. [www.beyond-coal.eu/last-gasp]. November 2018. Calculations related to health impacts use official 2016 pollution data as reported to the European Environment Agency (EEA) by member states.
3. Data gaps:
1. Due to lack of structured and publically available data there is no information on pollution and co2 emissions from Turkish power plants.
2. Data for Turkey and the Western Balkans in the period 2005-2015 is not complete.
3. Ownership structure pays respect to majority owner only, even if several owners exist.
4. Country sheet:
1. "MW" always refers to MW electric gross.
2. The status "Under construction" aggregates the statuses "Construction" and "Test phase".
3. The status "Open" aggregates the statuses "Operational", "Retrofitting", "Deactivated" and "Standby".
4. The status "Retired or fuel switch" aggregates the statuses "Retired" and "No longer coal".
5. The health data shows the impacts caused by power plants that are situated in the respective country (i.e. inside AND outside the country), not the health impacts of coal power emissions IN that country.
5. Plant sheet:
1. Colum J ("Commissioning year of first unit") provides the commissioning year of the oldest of the still open units of the plant.
2. Column L ("Date of retirement announcement") only specifies a date if all remaining units of the plant have announced to retire. It refers to the unit(s) that is/are the last to retire.
3. In column P "Coal units open" and column R "Open coal capacity," the term "open" refers to units/plants with the following statuses: operational, retrofitting, standby, and deactivated.
4. The column S ("Coal capacity under construction") includes both units under construction and in test phase (as opposed to "open" capacity in the column before).
5. If a plant is announced to retire in the year 8888, then this should be interpreted as a certain retirement in or before 2030, but the exact retirement year is still unknown.
6. If a plant is announced to retire in the year 9999, then this should be interpreted as an announced retirement which will probably be after 2030, but the exact retirement year is still unknown.
6. Unit sheet:
1. Column I ("Commissioning year") provides a default value of 1970 when the year is unknown.
2. Column J ("(Announced) retirement year") provides retirement years for retired units and operational units which announced to retire. It provides a default value of 2010 if a unit is retired and retirement year is unknown.
3. Units in countries whose governments have announced a national coal phase-out are currently not listed as "announced to retire". Exceptions apply for those units where a retirement is explicitly stated for reasons other than the coal phase-out. Retirements under a national coal phase-out will be listed as "announced to retire" as soon as there is a legally binding foundation. For more information on the coal phase-out status of countries, have a look at the data section on our website (www.beyond-coal.eu/data).
4. For unit status definitions see "Status definitions" above.
5. Column R ("Capacity") provides a default value of 100 MW in case the capacity is unknown.
6. Column O ("Unit type") is defined as follows: "conventional" => focus on electricity generation, no or almost no heat supply; "chp" => both electricity and heat generation (heat part mostly for non-industrial purposes); "industrial" => electricity and heat generation, heat output for industrial purposes; "heat" => only heat generation; in some cases the distinction is equivocal
7. If a unit is announced to retire in the year 8888, then this should be interpreted as a certain retirement in or before 2030, but the exact retirement year is still unknown.
6. If a unit is announced to retire in the year 9999, then this should be interpreted as an announced retirement which will probably be after 2030, but the exact retirement year is still unknown.
7. New coal projects:
1. For an explanation of the compilation of this data, see "Methodology," EndCoal.org, at http://bit.ly/2t04adO
2. Please note that the data compiled here is on "project" level. A project aggregates all new units at one site/plant.
3. Column F ("Owner") provides the parent company of the sponsor of the project.
4. For CO2 calculation method, see "Estimating carbon dioxide emissions from coal plants," by SourceWatch at http://bit.ly/1jP1Lrw
8. Other:
The Silopi plant in Turkey (TR-1) does not burn lignite, but asphaltite. The characteristics of asphaltite are most similar to those of lignite which is why we have classified it as lignite.
Status definitions
Announced | The project has appeared in corporate or governmental planning documents but has not yet moved actively forward by applying for permits or seeking land, coal, or financing.
Pre-permit development | The project has actively moved forward in one or more of the following ways: applying for environmental permits, acquiring land, acquiring coal, acquiring water rights, acquiring transmission arrangements, or securing financing.
Permitted | The project has secured all environmental permits but has not broken ground.
Construction | Physical construction of the unit (i.e. concrete and steel, not just a ground-breaking ceremony or early site preparation) is proceeding.
Test phase | Unit is in the process of being commissioned but not yet in commercial operation.
Operational | Unit is in commercial operation and connected to the grid.
Retrofitting | Unit is temporarily offline due to retrofitting/modernization.
Standby | Unit is on standby and can be activated within a short period of time.
Deactivated | Unit has been deactivated/mothballed - it can potentially be turned back on.
Retired | Unit is shut down permanently, decommissioned, in some cases already dismantled.
No longer coal | Unit has been converted from coal to another fuel. All data refers to the former coal unit. The converted unit may or may not be running anymore.

## Country
1
EUROPEAN COAL capacity/plants/units split by region/country/company
Source: Europe Beyond Coal Database; status: 20 Apr 2021
|  |  |  | Status @ 20 Apr 2021 | [6 empty] | Open capacity/plants/units (@1. Jan) | [10 empty] | Added capacity/plants/units | [10 empty] | Retired capacity/plants/units | [12 empty] | CO2 emissions (EU only) | [49 empty] | Pollutants |  |  |  |  | Modelled health impacts (caused by power plants in country/region => only EU countries; impacts can be anywhere in Europe and beyond)
|  |  | Unit | Under construction | Open |  |  |  | Retired or fuel switch |  | Actuals | [10 empty] | Actuals | [10 empty] | Actuals | [11 empty] | Unit | Total (EU only) | [15 empty] | Lignite only (EU only) | [15 empty] | Hard coal only (EU only) | [16 empty] | Unit | SO2 (EU only) | Nox (EU only) | PM10 (dust) (EU only) |  | Unit | Premature deaths | Chronic bronchitis (adults only) | Hospital admissions | Lost working days | Asthma symptom days in children | Unit | Health costs (median) | Health costs (high)
|  |  |  | Total | Total | Lignite only | Hard Coal only | Open but announced to retire | Since 1 Jan 2016 | Since 1 Jan 20051 | 2010 | 2011 | 2012 | 2013 | 2014 | 2015 | 2016 | 2017 | 2018 | 2019 | 2020 | 2010 | 2011 | 2012 | 2013 | 2014 | 2015 | 2016 | 2017 | 2018 | 2019 | 2020 | 2010 | 2011 | 2012 | 2013 | 2014 | 2015 | 2016 | 2017 | 2018 | 2019 | 2020 |  |  | 2005 | 2006 | 2007 | 2008 | 2009 | 2010 | 2011 | 2012 | 2013 | 2014 | 2015 | 2016 | 2017 | 2018 | 2019 | 2020 | 2005 | 2006 | 2007 | 2008 | 2009 | 2010 | 2011 | 2012 | 2013 | 2014 | 2015 | 2016 | 2017 | 2018 | 2019 | 2020 | 2005 | 2006 | 2007 | 2008 | 2009 | 2010 | 2011 | 2012 | 2013 | 2014 | 2015 | 2016 | 2017 | 2018 | 2019 | 2020 |  |  | 2016 | 2016 | 2016 |  |  | 2016 | 2016 | 2016 | 2016 | 2016 |  | 2016 | 2016
Capacity | ALL Europe |  | MW | 2929 | 162262 | 69780 | 92482 | 71053 | 45290 | 86405 | [6 empty] | 194707 | 188791 | 185317 | 181350 | 175815 | [6 empty] | 3496 | 2448 | 708 | 2310 | 2883 | [6 empty] | 9412 | 5922 | 4675 | 7845 | 15464 | CO2 | Mt | [48 empty] | Pollutants | kt |  |  |  | Health | No. | [5 empty] | Euro2016
# Plants | ALL Europe |  | No. | 3 | 260 | 103 | 157 | 117 | 0 | 0 | [6 empty] | 312 | 307 | 298 | 293 | 283 | [6 empty] | 4 | 1 | 3 | 1 | 2 | [6 empty] | 9 | 10 | 8 | 11 | 23
# Units | ALL Europe |  | No. | 6 | 651 | 307 | 344 | 222 | 157 | 391 | [6 empty] | 783 | 763 | 745 | 734 | 709 | [6 empty] | 8 | 4 | 3 | 4 | 5 | [6 empty] | 28 | 22 | 14 | 29 | 58
|  |  |  | European Coal Plant Database | [6 empty] | European Coal Plant Database | [10 empty] | European Coal Plant Database | [10 empty] | European Coal Plant Database | [12 empty] | Total (EU only) 2005: EUTL | EUTL | [15 empty] | EUTL | [17 empty] | LCPD/EPRTR |  |  |  |  | Modelled as described (cf. readme sheet) | [5 empty] | Modelled as described (cf. readme sheet)
Capacity (+Health) | 1. Split By Region
|  | EU | MW | 1229 | 126404 | 49760 | 76644 | 66897 | 30857 | 60993 | 158705 | 159059 | 158729 | 156845 | 154071 | 150766 | 149197 | 146348 | 141796 | 140174 | 136846 | 1469 | 1566 | 2875 | 1660 | 1868 | 7376 | 1246 | 1128 | 220 | 1800 | 2670 | 1115 | 1896 | 4759 | 4434 | 5173 | 8945 | 4095 | 5680 | 1842 | 5128 | 12140 |  | Mt | 816.003 | 825.9332 | 884.3862 | 813.5007 | 758.5778 | 758.989 | 788.1525 | 825.2644 | 815.9704 | 760.9054 | 758.4823 | 680.5451 | 659.7065 | 609.2838 | 466.3413 | 349.237 | 345.4848 | 334.9399 | 387.1403 | 372.7712 | 352.8842 | 349.3502 | 376.4258 | 378.0157 | 359.0344 | 352.9433 | 353.4968 | 333.5205 | 339.9587 | 321.1451 | 262.3014 | 202.5861 | 470.5183 | 490.9934 | 497.2458 | 440.7295 | 405.6936 | 409.6387 | 411.7266 | 447.2487 | 456.936 | 407.9621 | 404.9855 | 347.0245 | 319.7478 | 288.1387 | 204.0399 | 146.6509 |  | kt | 0 | 0 | 0 |  | No. | 12243 | 5627 | 9396 | 3707296 | 238388 | Euro2016 | 18613036000 | 35583439000
|  | Turkey | MW | 1320 | 20744 | 11234 | 9510 | 0 | 0 | 0 | [6 empty] | 16263 | 18213 | 19533 | 20021 | 20531 | [6 empty] | 1950 | 1320 | 488 | 510 | 213 | [6 empty] | 0 | 0 | 0 | 0 | 0 |  | Mt | [49 empty] | kt |  |  |  |  | No. | [5 empty] | Euro2016
|  | Western Balkans | MW | 380 | 8786 | 8786 | 0 | 0 | 0 | 222 | [6 empty] | 8486 | 8786 | 8786 | 8786 | 8786 | [6 empty] | 300 | 0 | 0 | 0 | 0 | [6 empty] | 0 | 0 | 0 | 0 | 0 |  | Mt | [49 empty] | kt | 691.016 | 80.42 | 27.575 |  | No. | 3907 | 2024 | 3045 | 1166159 | 86294 | Euro2016 | 4695692000 | 8866286000
| 2. Split By Country | [6 empty] | www.abc.de
| EU Countries | [43 empty] | Mt
|  | Austria | MW | 0 | 0 | 0 | 0 | 0 | 763 | 1856 | 1460 | 1405 | 1213 | 1213 | 1213 | 1213 | 763 | 598 | 598 | 598 | 246 | 0 | 0 | 0 | 0 | 0 | 0 | 0 | 0 | 0 | 0 | 0 | 55 | 192 | 0 | 0 | 0 | 450 | 165 | 0 | 0 | 352 | 246 |  | Mt | 4.5113 | 4.8158 | 4.7384 | 4.3559 | 3.032 | 3.9058 | 4.2858 | 3.4875 | 3.3332 | 2.3268 | 2.3598 | 1.619 | 1.3753 | 1.39 | 1.2023 | 0.37109 | 0 | 0 | 0 | 0 | 0 | 0 | 0 | 0 | 0 | 0 | 0 | 0 | 0 | 0 | 0 | 0 | 4.5113 | 4.8158 | 4.7384 | 4.3559 | 3.032 | 3.9058 | 4.2858 | 3.4875 | 3.3332 | 2.3268 | 2.3598 | 1.619 | 1.3753 | 1.39 | 1.2023 | 0.37109 |  | kt | 0.12488 | 0.98849 | 0.024376 |  | No. | 6 | 3 | 5 | 2102 | 106 | Euro2016 | 9542000 | 18295000
|  | Belgium | MW | 0 | 0 | 0 | 0 | 0 | 560 | 1958 | 1365 | 1110 | 1110 | 1110 | 560 | 560 | 560 | 0 | 0 | 0 | 0 | 0 | 0 | 0 | 0 | 0 | 0 | 0 | 0 | 0 | 0 | 0 | 255 | 0 | 0 | 550 | 0 | 0 | 560 | 0 | 0 | 0 | 0 |  | Mt | 2.4231 | 2.1777 | 2.2692 | 2.0646 | 2.1171 | 2.1015 | 1.8191 | 2.1219 | 2.3613 | 1.8812 | 1.9043 | 0.29101 | 0 | 0 | 0 | 0 | 0 | 0 | 0 | 0 | 0 | 0 | 0 | 0 | 0 | 0 | 0 | 0 | 0 | 0 | 0 | 0 | 2.4231 | 2.1777 | 2.2692 | 2.0646 | 2.1171 | 2.1015 | 1.8191 | 2.1219 | 2.3613 | 1.8812 | 1.9043 | 0.29101 | 0 | 0 | 0 | 0 |  | kt | 0 | 0 | 0 |  | No. | 0 | 0 | 0 | 0 | 0 | Euro2016 | 0 | 0
|  | Bulgaria | MW | 0 | 5039 | 4465 | 574 | 0 | 0 | 1310 | 5576 | 5576 | 6246 | 6246 | 6036 | 5826 | 4986 | 4986 | 5039 | 5039 | 5039 | 0 | 670 | 0 | 0 | 0 | 0 | 0 | 53 | 0 | 0 | 0 | 0 | 0 | 0 | 210 | 210 | 840 | 0 | 0 | 0 | 0 | 0 |  | Mt | 0 | 0 | 23.3489 | 22.8887 | 21.5226 | 23.0838 | 28.0965 | 25.5734 | 22.8308 | 24.4383 | 27.2478 | 24.0104 | 25.3487 | 22.0423 | 20.6322 | 5.1223 | 0 | 0 | 20.7525 | 20.1469 | 19.5402 | 20.8904 | 25.957 | 23.4406 | 20.7705 | 22.165 | 25.3615 | 22.2169 | 23.6214 | 20.4719 | 19.2554 | 4.9545 | 0 | 0 | 2.5964 | 2.7418 | 1.9824 | 2.1934 | 2.1395 | 2.1328 | 2.0603 | 2.2732 | 1.8863 | 1.7935 | 1.7273 | 1.5704 | 1.3768 | 0.16777 |  | kt | 65.208 | 18.8539 | 1.128 |  | No. | 659 | 322 | 512 | 168333 | 14956 | Euro2016 | 1020817000 | 1934498000
|  | Croatia | MW | 0 | 335 | 0 | 335 | 0 | 0 | 0 | 335 | 335 | 335 | 335 | 335 | 335 | 335 | 335 | 335 | 335 | 335 | 0 | 0 | 0 | 0 | 0 | 0 | 0 | 0 | 0 | 0 | 0 | 0 | 0 | 0 | 0 | 0 | 0 | 0 | 0 | 0 | 0 | 0 |  | Mt | 0 | 0 | 0 | 0 | 0 | 0 | 0 | 0 | 2.1856 | 2.1521 | 2.0308 | 2.2553 | 1.2308 | 1.1575 | 1.3494 | 1.0218 | 0 | 0 | 0 | 0 | 0 | 0 | 0 | 0 | 0 | 0 | 0 | 0 | 0 | 0 | 0 | 0 | 0 | 0 | 0 | 0 | 0 | 0 | 0 | 0 | 2.1856 | 2.1521 | 2.0308 | 2.2553 | 1.2308 | 1.1575 | 1.3494 | 1.0218 |  | kt | 1.052 | 1.501 | 0.0949 |  | No. | 86 | 53 | 61 | 27351 | 2146 | Euro2016 | 133831000 | 252629000
|  | Czech Republic | MW | 0 | 8443 | 7293 | 1150 | 1405 | 1890 | 1984 | 9601 | 9601 | 9596 | 9596 | 9596 | 9673 | 9673 | 9253 | 9231 | 9231 | 9031 | 0 | 0 | 0 | 0 | 136 | 0 | 0 | 0 | 0 | 0 | 660 | 0 | 5 | 0 | 0 | 59 | 0 | 420 | 22 | 0 | 200 | 1202 |  | Mt | 54.1485 | 54.3339 | 58.3992 | 53.0032 | 50.7582 | 53.7135 | 53.2487 | 49.169 | 45.7793 | 44.3236 | 44.6959 | 45.614 | 44.9307 | 44.4201 | 41.1554 | 34.7398 | 47.8801 | 47.8101 | 51.019 | 47.469 | 45.6487 | 47.8383 | 47.922 | 44.6538 | 40.8855 | 39.8134 | 39.8212 | 40.8176 | 41.178 | 41.2127 | 38.9568 | 32.7271 | 6.2684 | 6.5238 | 7.3802 | 5.5342 | 5.1096 | 5.8752 | 5.3268 | 4.5152 | 4.8938 | 4.5102 | 4.8746 | 4.7964 | 3.7527 | 3.2074 | 2.1986 | 2.0127 |  | kt | 55.4996 | 42.8988 | 2.5809 |  | No. | 1219 | 566 | 981 | 442304 | 22016 | Euro2016 | 1861269000 | 3548703000
|  | Denmark | MW | 0 | 1180 | 0 | 1180 | 1180 | 2451 | 3400 | 4437 | 4202 | 4202 | 3936 | 3936 | 3631 | 3631 | 2500 | 2500 | 2500 | 2500 | 0 | 0 | 0 | 0 | 0 | 0 | 0 | 0 | 0 | 0 | 0 | 235 | 0 | 266 | 0 | 305 | 0 | 1131 | 0 | 0 | 0 | 1320 |  | Mt | 12.0785 | 17.0951 | 15.5417 | 13.4155 | 14.2379 | 13.5169 | 11.6314 | 9.6345 | 12.3665 | 9.7223 | 6.8495 | 8.0879 | 5.8213 | 4.9531 | 2.7339 | 2.2631 | 0 | 0 | 0 | 0 | 0 | 0 | 0 | 0 | 0 | 0 | 0 | 0 | 0 | 0 | 0 | 0 | 12.0785 | 17.0951 | 15.5417 | 13.4155 | 14.2379 | 13.5169 | 11.6314 | 9.6345 | 12.3665 | 9.7223 | 6.8495 | 8.0879 | 5.8213 | 4.9531 | 2.7339 | 2.2631 |  | kt | 0.42778 | 1.5813 | 0.12043 |  | No. | 45 | 16 | 33 | 11888 | 711 | Euro2016 | 66790000 | 129302000
|  | Finland | MW | 0 | 1760 | 0 | 1760 | 1760 | 804 | 1962 | 3644 | 3644 | 3644 | 3644 | 3564 | 2564 | 2564 | 2564 | 2097 | 2097 | 1885 | 0 | 0 | 0 | 0 | 0 | 0 | 0 | 0 | 0 | 0 | 0 | 0 | 0 | 0 | 80 | 1000 | 0 | 0 | 467 | 0 | 212 | 125 |  | Mt | 6.7198 | 12.9602 | 11.5393 | 8.1573 | 10.2401 | 12.5009 | 8.6106 | 7.1216 | 9.0328 | 7.492 | 5.3277 | 6.9867 | 6.1436 | 5.8876 | 4.7949 | 3.0013 | 0 | 0 | 0 | 0 | 0 | 0 | 0 | 0 | 0 | 0 | 0 | 0 | 0 | 0 | 0 | 0 | 6.7198 | 12.9602 | 11.5393 | 8.1573 | 10.2401 | 12.5009 | 8.6106 | 7.1216 | 9.0328 | 7.492 | 5.3277 | 6.9867 | 6.1436 | 5.8876 | 4.7949 | 3.0013 |  | kt | 5.9413 | 7.936 | 0.27939 |  | No. | 71 | 28 | 53 | 15479 | 984 | Euro2016 | 104795000 | 202006000
|  | France | MW | 0 | 2654 | 0 | 2654 | 1272 | 817 | 5226 | 7592 | 7592 | 7630 | 7630 | 6045 | 5795 | 3471 | 3471 | 3471 | 3471 | 3432 | 0 | 38 | 0 | 0 | 0 | 0 | 0 | 0 | 0 | 0 | 0 | 0 | 0 | 0 | 1585 | 250 | 2324 | 0 | 0 | 0 | 39 | 148 |  | Mt | 11.5122 | 13.592 | 15.0105 | 14.549 | 13.8955 | 13.9105 | 10.2699 | 11.6816 | 13.4321 | 6.0882 | 9.0555 | 9.8539 | 12.434 | 7.9616 | 4.8027 | 2.9718 | 0 | 0 | 0 | 0 | 0 | 0 | 0 | 0 | 0 | 0 | 0 | 0 | 0 | 0 | 0 | 0 | 11.5122 | 13.592 | 15.0105 | 14.549 | 13.8955 | 13.9105 | 10.2699 | 11.6816 | 13.4321 | 6.0882 | 9.0555 | 9.8539 | 12.434 | 7.9616 | 4.8027 | 2.9718 |  | kt | 5.6908 | 7.7828 | 0.13095 |  | No. | 116 | 54 | 82 | 30669 | 2375 | Euro2016 | 173586000 | 332980000
|  | Germany | MW | 0 | 46774 | 21348 | 25426 | 46774 | 6961 | 15352 | 50348 | 50433 | 49687 | 49929 | 50741 | 50144 | 52635 | 51929 | 48699 | 47622 | 46417 | 85 | 0 | 2875 | 1610 | 1732 | 4166 | 0 | 0 | 0 | 0 | 1100 | 0 | 746 | 2633 | 798 | 2329 | 1675 | 706 | 3230 | 1077 | 1205 | 743 |  | Mt | 284.1756 | 284.4814 | 292.3595 | 273.4371 | 254.2664 | 260.0655 | 260.1497 | 270.1093 | 280.4019 | 268.0824 | 266.1956 | 256.8121 | 239.7752 | 228.6286 | 174.9395 | 137.9964 | 169.3705 | 165.721 | 170.1964 | 163.2172 | 157.9894 | 156.7818 | 161.5964 | 168.7937 | 169.5017 | 163.8192 | 163.0945 | 158.6741 | 157.633 | 152.9549 | 119.5333 | 96.6429 | 114.8051 | 118.7604 | 122.1631 | 110.2199 | 96.277 | 103.2837 | 98.5533 | 101.3156 | 110.9001 | 104.2632 | 103.1011 | 98.138 | 82.1422 | 75.6736 | 55.4062 | 41.3535 |  | kt | 103.544 | 154.7183 | 3.5461 |  | No. | 4238 | 1700 | 3124 | 1308036 | 69761 | Euro2016 | 6337651000 | 12204668000
|  | Greece | MW | 660 | 3175 | 3175 | 0 | 3175 | 1200 | 2113 | 5288 | 5218 | 4968 | 4968 | 4925 | 4500 | 4375 | 4375 | 4375 | 4375 | 3775 | 0 | 0 | 0 | 0 | 0 | 0 | 0 | 0 | 0 | 0 | 0 | 70 | 250 | 0 | 43 | 425 | 125 | 0 | 0 | 0 | 600 | 600 |  | Mt | 39.1944 | 36.464 | 37.4155 | 36.0427 | 36.2129 | 35.6152 | 36.5578 | 38.1574 | 32.9111 | 31.7541 | 29.4048 | 23.1274 | 25.5921 | 22.723 | 15.3602 | 9.0952 | 39.1944 | 36.464 | 37.4155 | 36.0427 | 36.2129 | 35.6152 | 36.5578 | 38.1574 | 32.9111 | 31.7541 | 29.4048 | 23.1274 | 25.5921 | 22.723 | 15.3602 | 9.0952 | 0 | 0 | 0 | 0 | 0 | 0 | 0 | 0 | 0 | 0 | 0 | 0 | 0 | 0 | 0 | 0 |  | kt | 28.866 | 19.548 | 2.906 |  | No. | 180 | 119 | 165 | 56861 | 7060 | Euro2016 | 288588000 | 538440000
|  | Hungary | MW | 0 | 1134 | 884 | 250 | 884 | 0 | 471 | 1562 | 1562 | 1244 | 1134 | 1134 | 1134 | 1134 | 1134 | 1134 | 1134 | 1134 | 0 | 0 | 0 | 0 | 0 | 0 | 0 | 0 | 0 | 0 | 0 | 0 | 318 | 110 | 0 | 0 | 0 | 0 | 0 | 0 | 0 | 0 |  | Mt | 7.935 | 7.8021 | 8.0179 | 7.5928 | 7.0841 | 7.0637 | 7.5771 | 7.4479 | 7.3708 | 7.0862 | 6.7903 | 6.4839 | 5.7706 | 5.2458 | 4.4968 | 4.1937 | 6.2323 | 6.2438 | 6.3875 | 6.2403 | 6.171 | 6.3415 | 6.6198 | 6.275 | 6.3329 | 6.4206 | 6.3632 | 6.4839 | 5.7706 | 5.2458 | 4.4968 | 4.1937 | 1.7027 | 1.5583 | 1.6305 | 1.3525 | 0.91318 | 0.72213 | 0.95738 | 1.1729 | 1.0379 | 0.66558 | 0.4271 | 0 | 0 | 0 | 0 | 0 |  | kt | 10.034 | 5.3336 | 0.34636 |  | No. | 83 | 35 | 67 | 24305 | 1345 | Euro2016 | 125542000 | 240478000
|  | Ireland | MW | 0 | 915 | 0 | 915 | 0 | 0 | 0 | 915 | 915 | 915 | 915 | 915 | 915 | 915 | 915 | 915 | 915 | 915 | 0 | 0 | 0 | 0 | 0 | 0 | 0 | 0 | 0 | 0 | 0 | 0 | 0 | 0 | 0 | 0 | 0 | 0 | 0 | 0 | 0 | 0 |  | Mt | 5.6925 | 4.9351 | 4.7145 | 3.9514 | 3.1222 | 3.4574 | 3.6532 | 4.6509 | 3.8868 | 3.7799 | 4.5289 | 4.4127 | 3.4646 | 1.9558 | 0.68105 | 0.86292 | 0 | 0 | 0 | 0 | 0 | 0 | 0 | 0 | 0 | 0 | 0 | 0 | 0 | 0 | 0 | 0 | 5.6925 | 4.9351 | 4.7145 | 3.9514 | 3.1222 | 3.4574 | 3.6532 | 4.6509 | 3.8868 | 3.7799 | 4.5289 | 4.4127 | 3.4646 | 1.9558 | 0.68105 | 0.86292 |  | kt | 2.1045 | 2.5621 | 0.1834 |  | No. | 52 | 25 | 37 | 12718 | 1241 | Euro2016 | 79234000 | 151745000
|  | Italy | MW | 0 | 7892 | 0 | 7892 | 0 | 1550 | 1830 | 8402 | 9722 | 9722 | 9722 | 9722 | 9582 | 9442 | 8782 | 8627 | 8627 | 8627 | 1320 | 0 | 0 | 0 | 0 | 0 | 0 | 0 | 0 | 0 | 0 | 0 | 0 | 0 | 0 | 140 | 140 | 660 | 155 | 0 | 0 | 735 |  | Mt | 43.5079 | 41.6346 | 41.6759 | 41.5836 | 38.4078 | 37.0882 | 40.3988 | 43.6191 | 40.9507 | 39.4315 | 39.4613 | 32.6291 | 28.6767 | 25.2868 | 17.413 | 12.8386 | 0 | 0 | 0 | 0 | 0 | 0 | 0 | 0 | 0 | 0 | 0 | 0 | 0 | 0 | 0 | 0 | 43.5079 | 41.6346 | 41.6759 | 41.5836 | 38.4078 | 37.0882 | 40.3988 | 43.6191 | 40.9507 | 39.4315 | 39.4613 | 32.6291 | 28.6767 | 25.2868 | 17.413 | 12.8386 |  | kt | 8.6253 | 11.8992 | 0.40076 |  | No. | 263 | 166 | 193 | 83501 | 7055 | Euro2016 | 412898000 | 778666000
|  | Netherlands | MW | 0 | 4458 | 0 | 4458 | 4458 | 1891 | 3665 | 4317 | 4317 | 4317 | 4317 | 4317 | 4317 | 5153 | 6349 | 5143 | 5143 | 4458 | 0 | 0 | 0 | 0 | 0 | 2610 | 1196 | 0 | 0 | 0 | 0 | 0 | 0 | 0 | 0 | 0 | 1774 | 0 | 1206 | 0 | 685 | 0 |  | Mt | 15.8903 | 14.5569 | 15.7176 | 14.2937 | 15.3759 | 14.3322 | 13.1187 | 15.9765 | 17.2308 | 20.7468 | 27.823 | 29.6443 | 25.2348 | 21.908 | 17.517 | 3.4878 | 0 | 0 | 0 | 0 | 0 | 0 | 0 | 0 | 0 | 0 | 0 | 0 | 0 | 0 | 0 | 0 | 15.8903 | 14.5569 | 15.7176 | 14.2937 | 15.3759 | 14.3322 | 13.1187 | 15.9765 | 17.2308 | 20.7468 | 27.823 | 29.6443 | 25.2348 | 21.908 | 17.517 | 3.4878 |  | kt | 3.9157 | 5.9361 | 0.26315 |  | No. | 231 | 90 | 164 | 67673 | 3762 | Euro2016 | 344542000 | 665417000
|  | Poland | MW | 569 | 30243 | 7670 | 22573 | 4571 | 3489 | 6232 | 30108 | 29972 | 30605 | 29861 | 29446 | 29066 | 28677 | 28487 | 28962 | 29182 | 30412 | 64 | 858 | 0 | 50 | 0 | 0 | 50 | 1075 | 220 | 1800 | 910 | 200 | 225 | 744 | 465 | 380 | 389 | 240 | 600 | 0 | 570 | 2079 |  | Mt | 139.3148 | 143.7119 | 142.3602 | 137.4877 | 132.3634 | 136.5306 | 138.4052 | 134.3048 | 136.6115 | 128.1136 | 128.8237 | 127.8933 | 129.8681 | 127.3486 | 111.8581 | 102.8977 | 57.7581 | 56.9595 | 54.7849 | 56.9493 | 54.2672 | 52.7223 | 56.2862 | 58.6758 | 60.3019 | 57.6007 | 56.9054 | 54.236 | 55.6204 | 52.4761 | 44.8726 | 41.4063 | 81.5567 | 86.7523 | 87.5753 | 80.5383 | 78.0962 | 83.8083 | 82.119 | 75.629 | 76.3096 | 70.5128 | 71.9183 | 73.6574 | 74.2477 | 74.8726 | 66.9854 | 61.4914 |  | kt | 134.0677 | 128.7161 | 7.509 |  | No. | 2596 | 1106 | 2093 | 776559 | 42402 | Euro2016 | 3933786000 | 7535995000
|  | Portugal | MW | 0 | 682 | 0 | 682 | 682 | 1296 | 1296 | 1978 | 1978 | 1978 | 1978 | 1978 | 1978 | 1978 | 1978 | 1978 | 1978 | 1978 | 0 | 0 | 0 | 0 | 0 | 0 | 0 | 0 | 0 | 0 | 0 | 0 | 0 | 0 | 0 | 0 | 0 | 0 | 0 | 0 | 0 | 0 |  | Mt | 12.7816 | 12.6872 | 10.4467 | 9.3693 | 10.542 | 6.0577 | 8.3885 | 10.9738 | 9.9521 | 10.0995 | 12.2998 | 10.5778 | 12.1433 | 10.2251 | 4.7452 | 2.1126 | 0 | 0 | 0 | 0 | 0 | 0 | 0 | 0 | 0 | 0 | 0 | 0 | 0 | 0 | 0 | 0 | 12.7816 | 12.6872 | 10.4467 | 9.3693 | 10.542 | 6.0577 | 8.3885 | 10.9738 | 9.9521 | 10.0995 | 12.2998 | 10.5778 | 12.1433 | 10.2251 | 4.7452 | 2.1126 |  | kt | 6.3527 | 8.3994 | 0.1058 |  | No. | 52 | 41 | 44 | 17936 | 1874 | Euro2016 | 82884000 | 154858000
|  | Romania | MW | 0 | 4955 | 3670 | 1285 | 0 | 960 | 2529 | 6954 | 6904 | 6904 | 6694 | 6669 | 6669 | 5915 | 5915 | 5915 | 5915 | 4955 | 0 | 0 | 0 | 0 | 0 | 0 | 0 | 0 | 0 | 0 | 0 | 50 | 0 | 210 | 25 | 0 | 754 | 0 | 0 | 0 | 960 | 0 |  | Mt | 0 | 0 | 29.3311 | 28.7301 | 23.1295 | 21.6582 | 25.0561 | 22.9197 | 17.3859 | 18.2163 | 18.0091 | 16.1157 | 17.0581 | 15.482 | 13.3275 | 8.3155 | 0 | 0 | 23.8331 | 23.6916 | 19.1927 | 18.6173 | 21.3643 | 19.5192 | 14.2167 | 15.3931 | 15.9058 | 14.4172 | 15.5043 | 14.3757 | 12.12 | 8.0318 | 0 | 0 | 5.498 | 5.0385 | 3.9368 | 3.0409 | 3.6918 | 3.4004 | 3.1692 | 2.8231 | 2.1033 | 1.6985 | 1.5538 | 1.1063 | 1.2075 | 0.28361 |  | kt | 43.9027 | 22.5274 | 2.9689 |  | No. | 662 | 325 | 503 | 170794 | 14989 | Euro2016 | 1026913000 | 1945756000
|  | Slovakia | MW | 0 | 596 | 310 | 286 | 44 | 97 | 789 | 1165 | 945 | 945 | 945 | 913 | 913 | 693 | 693 | 693 | 693 | 638 | 0 | 0 | 0 | 0 | 0 | 0 | 0 | 0 | 0 | 0 | 0 | 220 | 0 | 0 | 32 | 0 | 220 | 0 | 0 | 0 | 55 | 42 |  | Mt | 5.7292 | 5.6098 | 4.9866 | 4.9508 | 4.189 | 3.8672 | 3.7725 | 3.6407 | 3.4158 | 3.0933 | 3.1777 | 2.8914 | 3.0319 | 2.9212 | 2.4109 | 1.7562 | 2.5618 | 2.4571 | 2.4367 | 2.8483 | 2.7929 | 2.6882 | 2.6756 | 2.55 | 2.5346 | 2.2715 | 2.3581 | 2.0723 | 2.0075 | 1.7982 | 1.7082 | 1.3418 | 3.1674 | 3.1526 | 2.5499 | 2.1025 | 1.3961 | 1.179 | 1.097 | 1.0907 | 0.8813 | 0.82178 | 0.81958 | 0.81917 | 1.0244 | 1.1229 | 0.70268 | 0.41446 |  | kt | 7.475 | 2.097 | 0.052798 |  | No. | 94 | 43 | 75 | 29846 | 1636 | Euro2016 | 142701000 | 271880000
|  | Slovenia | MW | 0 | 1069 | 945 | 124 | 74 | 400 | 591 | 1030 | 1000 | 1000 | 1000 | 944 | 869 | 1469 | 1469 | 1469 | 1069 | 1069 | 0 | 0 | 0 | 0 | 0 | 600 | 0 | 0 | 0 | 0 | 0 | 30 | 0 | 0 | 56 | 75 | 0 | 0 | 0 | 400 | 0 | 0 |  | Mt | 6.1516 | 6.2193 | 6.4436 | 6.3069 | 6.0043 | 6.1229 | 6.1451 | 5.8549 | 5.565 | 4.2592 | 4.3572 | 4.7259 | 4.6868 | 4.5543 | 4.3052 | 4.2362 | 5.2934 | 5.41 | 5.6342 | 5.4808 | 5.3032 | 5.3666 | 5.4232 | 5.184 | 4.9151 | 3.6744 | 3.7913 | 4.149 | 4.0754 | 3.9272 | 3.8176 | 3.7604 | 0.85819 | 0.80929 | 0.80943 | 0.82614 | 0.70108 | 0.75632 | 0.72192 | 0.67095 | 0.64989 | 0.58481 | 0.5659 | 0.57697 | 0.61142 | 0.62705 | 0.48768 | 0.47574 |  | kt | 1.7531 | 4.0361 | 0.082445 |  | No. | 57 | 35 | 41 | 17431 | 1440 | Euro2016 | 89157000 | 168698000
|  | Spain | MW | 0 | 5100 | 0 | 5100 | 618 | 5587 | 8288 | 12487 | 12487 | 12327 | 11531 | 10941 | 10941 | 10687 | 10474 | 10474 | 10109 | 9859 | 0 | 0 | 0 | 0 | 0 | 0 | 0 | 0 | 0 | 0 | 0 | 0 | 160 | 796 | 590 | 0 | 254 | 213 | 0 | 365 | 250 | 4759 |  | Mt | 72.3247 | 62.7281 | 68.6834 | 45.1797 | 34.0997 | 23.2971 | 42.3557 | 50.7248 | 39.397 | 43.3883 | 52.0945 | 38.2706 | 46.5285 | 38.8968 | 15.8184 | 6.6808 | 17.1941 | 13.8744 | 14.6805 | 10.6851 | 5.766 | 2.4886 | 12.0235 | 10.7661 | 6.6645 | 10.0311 | 10.491 | 7.3261 | 8.9561 | 5.9595 | 2.1805 | 0.43232 | 55.1307 | 48.8538 | 54.0028 | 34.4946 | 28.3337 | 20.8085 | 30.3322 | 39.9587 | 32.7326 | 33.3572 | 41.6035 | 30.9445 | 37.5724 | 32.9373 | 13.6378 | 6.2485 |  | kt | 80.3281 | 58.7391 | 3.8959 |  | No. | 693 | 516 | 570 | 250358 | 23499 | Euro2016 | 1111813000 | 2074758000
|  | Sweden | MW | 0 | 0 | 0 | 0 | 0 | 141 | 141 | 141 | 141 | 141 | 141 | 141 | 141 | 141 | 141 | 141 | 141 | 141 | 0 | 0 | 0 | 0 | 0 | 0 | 0 | 0 | 0 | 0 | 0 | 0 | 0 | 0 | 0 | 0 | 0 | 0 | 0 | 0 | 0 | 141 |  | Mt | 0.70063 | 0.66278 | 0.63043 | 0.61039 | 0.74034 | 0.88333 | 0.64846 | 0.54274 | 0.63283 | 0.5177 | 0.60831 | 0.42489 | 0.4562 | 0.4997 | 0.31149 | 0.004521 | 0 | 0 | 0 | 0 | 0 | 0 | 0 | 0 | 0 | 0 | 0 | 0 | 0 | 0 | 0 | 0 | 0.70063 | 0.66278 | 0.63043 | 0.61039 | 0.74034 | 0.88333 | 0.64846 | 0.54274 | 0.63283 | 0.5177 | 0.60831 | 0.42489 | 0.4562 | 0.4997 | 0.31149 | 0.004521 |  | kt | 0.05157 | 0.28531 | 0.00179 |  | No. | 1 | 0 | 1 | 236 | 16 | Euro2016 | 1878000 | 3648000
|  | United Kingdom | MW | 0 | 6328 | 0 | 6328 | 4156 | 14433 | 25190 | 31518 | 31518 | 29454 | 27282 | 23105 | 21217 | 20761 | 15444 | 15202 | 12369 | 9652 | 0 | 0 | 0 | 0 | 0 | 0 | 0 | 0 | 0 | 0 | 0 | 0 | 2064 | 2172 | 4177 | 1888 | 456 | 5317 | 242 | 2833 | 2717 | 3324 |  | Mt | 91.2113 | 99.4652 | 90.756 | 85.5304 | 77.2368 | 80.2167 | 83.9634 | 107.5525 | 108.9364 | 83.9122 | 65.4371 | 27.8175 | 20.1352 | 15.7959 | 6.4862 | 5.2678 | 0 | 0 | 0 | 0 | 0 | 0 | 0 | 0 | 0 | 0 | 0 | 0 | 0 | 0 | 0 | 0 | 91.2113 | 99.4652 | 90.756 | 85.5304 | 77.2368 | 80.2167 | 83.9634 | 107.5525 | 108.9364 | 83.9122 | 65.4371 | 27.8175 | 20.1352 | 15.7959 | 6.4862 | 5.2678 |  | kt | 0 | 0 | 0 |  | No. | 839 | 384 | 592 | 192916 | 19014 | Euro2016 | 1264819000 | 2430019000
| Western Balkans | [43 empty] | Mt | [49 empty] | kt |  |  |  |  | No. | [5 empty] | Euro2016
|  | Albania | MW | 0 | 0 | 0 | 0 | 0 | 0 | 0 | [6 empty] | 0 | 0 | 0 | 0 | 0 | [6 empty] | 0 | 0 | 0 | 0 | 0 | [6 empty] | 0 | 0 | 0 | 0 | 0 |  | Mt | [49 empty] | kt | 0 | 0 | 0 |  | No. | 0 | 0 | 0 | 0 | 0 | Euro2016 | 0 | 0
|  | Bosnia & Herzegovina | MW | 0 | 2073 | 2073 | 0 | 0 | 0 | 0 | [6 empty] | 1773 | 2073 | 2073 | 2073 | 2073 | [6 empty] | 300 | 0 | 0 | 0 | 0 | [6 empty] | 0 | 0 | 0 | 0 | 0 |  | Mt | [49 empty] | kt | 279.978 | 22.041 | 8.328 |  | No. | 1468 | 759 | 1142 | 440689 | 31904 | Euro2016 | 1774293000 | 3350719000
|  | Kosovo | MW | 0 | 1288 | 1288 | 0 | 0 | 0 | 190 | [6 empty] | 1288 | 1288 | 1288 | 1288 | 1288 | [6 empty] | 0 | 0 | 0 | 0 | 0 | [6 empty] | 0 | 0 | 0 | 0 | 0 |  | Mt | [49 empty] | kt | 5.298 | 12.081 | 6.754 |  | No. | 85 | 48 | 50 | 24251 | 2072 | Euro2016 | 94747000 | 178849000
|  | North Macedonia | MW | 0 | 800 | 800 | 0 | 0 | 0 | 0 | [6 empty] | 800 | 800 | 800 | 800 | 800 | [6 empty] | 0 | 0 | 0 | 0 | 0 | [6 empty] | 0 | 0 | 0 | 0 | 0 |  | Mt | [49 empty] | kt | 32.053 | 2.311 | 2.534 |  | No. | 183 | 96 | 155 | 53202 | 5208 | Euro2016 | 207942000 | 389940000
|  | Montenegro | MW | 0 | 225 | 225 | 0 | 0 | 0 | 0 | [6 empty] | 225 | 225 | 225 | 225 | 225 | [6 empty] | 0 | 0 | 0 | 0 | 0 | [6 empty] | 0 | 0 | 0 | 0 | 0 |  | Mt | [49 empty] | kt | 25.459 | 3.126 | 0.052 |  | No. | 133 | 68 | 106 | 39686 | 2894 | Euro2016 | 160455000 | 303088000
|  | Serbia | MW | 380 | 4400 | 4400 | 0 | 0 | 0 | 32 | [6 empty] | 4400 | 4400 | 4400 | 4400 | 4400 | [6 empty] | 0 | 0 | 0 | 0 | 0 | [6 empty] | 0 | 0 | 0 | 0 | 0 |  | Mt | [49 empty] | kt | 348.228 | 40.861 | 9.907 |  | No. | 2038 | 1053 | 1592 | 608331 | 44216 | Euro2016 | 2458255000 | 4643690000
| Turkey |  | MW | [41 empty] | Mt | [49 empty] | kt |  |  |  |  | No.
|  | Turkey | MW | 1320 | 20744 | 11234 | 9510 | 0 | 0 | 0 | [6 empty] | 16263 | 18213 | 19533 | 20021 | 20531 | [6 empty] | 1950 | 1320 | 488 | 510 | 213 | [6 empty] | 0 | 0 | 0 | 0 | 0 |  | Mt | [49 empty] | kt |  |  |  |  | No. | [5 empty] | Euro2016
3. Split By Company (capacity values before 2016: EU only; CO2: EU only)
|  | RWE | MW | 0 | 16846 | 10650 | 6196 | 16846 | 3446 | 11547 | 21902 | 21902 | 20178 | 20670 | 18498 | 19318 | 20292 | 19987 | 19557 | 19557 | 18891 | 0 | 0 | 2200 | 0 | 820 | 3471 | 0 | 0 | 0 | 0 | 0 | 0 | 1724 | 1708 | 2172 | 0 | 2497 | 305 | 430 | 0 | 666 | 2045 |  | Mt | 126.0681 | 125.5749 | 126.5147 | 122.0721 | 115.6972 | 114.2416 | 115.2069 | 126.8233 | 124.4517 | 122.9901 | 127.2661 | 123.113 | 115.4113 | 107.1317 | 77.5129 | 58.5231 | 97.2404 | 94.9661 | 99.0727 | 93.6578 | 89.9012 | 89.231 | 93.544 | 99.1691 | 96.7063 | 91.7914 | 92.699 | 89.0454 | 88.7573 | 83.6351 | 62.1158 | 48.6193 | 28.8277 | 30.6088 | 27.442 | 28.4143 | 25.7959 | 25.0106 | 21.6629 | 27.6542 | 27.7454 | 31.1987 | 34.567 | 34.0676 | 26.654 | 23.4967 | 15.3972 | 9.9039 |  | kt | 38.7612 | 68.817 | 2.0827 |  | No. | 1880 | 686 | 1317 | 495933 | 29709 | Euro2016 | 2779820000 | 5385293000
|  | Enel | MW | 0 | 6276 | 0 | 6276 | 0 | 815 | 1095 | 6051 | 7371 | 7371 | 7371 | 7371 | 7231 | 7091 | 7091 | 6936 | 6936 | 6936 | 1320 | 0 | 0 | 0 | 0 | 0 | 0 | 0 | 0 | 0 | 0 | 0 | 0 | 0 | 0 | 140 | 140 | 0 | 155 | 0 | 0 | 660 |  | Mt | 31.4424 | 26.3807 | 27.1276 | 27.7798 | 26.8299 | 25.8358 | 29.2404 | 32.4274 | 31.2991 | 32.9695 | 34.2996 | 26.8815 | 23.0294 | 20.0448 | 12.998 | 9.4712 | 0 | 0 | 0 | 0 | 0 | 0 | 0 | 0 | 0 | 0 | 0 | 0 | 0 | 0 | 0 | 0 | 26.3807 | 27.1276 | 27.7798 | 26.8299 | 25.8358 | 29.2404 | 32.4274 | 31.2991 | 32.9695 | 34.2996 | 26.8815 | 23.0294 | 20.0448 | 12.998 | 9.4712 | 9.4712 |  | kt | 5.9324 | 8.7726 | 0.21632 |  | No. | 200 | 126 | 149 | 63275 | 5477 | Euro2016 | 314175000 | 592334000
|  | EPH | MW | 0 | 12286 | 9318 | 2968 | 10471 | 2537 | 3750 | 15141 | 14921 | 14921 | 15596 | 15499 | 15499 | 14823 | 14823 | 14823 | 12691 | 12691 | 0 | 0 | 675 | 0 | 0 | 0 | 0 | 0 | 0 | 0 | 0 | 220 | 0 | 0 | 97 | 0 | 676 | 0 | 0 | 2132 | 0 | 405 |  | Mt | 81.3182 | 79.1754 | 79.9287 | 76.5795 | 71.4768 | 70.0211 | 73.3166 | 78.6318 | 82.2319 | 77.0195 | 73.2928 | 69.1084 | 67.5952 | 66.755 | 55.9908 | 47.7232 | 63.4133 | 60.1459 | 62.2171 | 60.5526 | 57.7268 | 58.1885 | 60.7107 | 61.5948 | 63.6174 | 62.8204 | 62.3449 | 61.5282 | 59.7298 | 59.2472 | 50.9195 | 43.1676 | 19.0296 | 17.7116 | 16.0269 | 13.75 | 11.8327 | 12.606 | 17.0371 | 18.6145 | 14.1991 | 10.9478 | 7.5802 | 7.8654 | 7.5078 | 5.0713 | 4.5556 | 4.5556 |  | kt | 52.1914 | 47.2577 | 1.4046 |  | No. | 1266 | 593 | 1002 | 454770 | 23602 | Euro2016 | 1934292000 | 3690095000
|  | PGE | MW | 460 | 13996 | 6518 | 7478 | 1032 | 824 | 2041 | 13379 | 13179 | 14037 | 13622 | 13397 | 13182 | 13020 | 13020 | 13020 | 13020 | 14450 | 0 | 858 | 0 | 0 | 0 | 0 | 0 | 0 | 0 | 1800 | 0 | 200 | 0 | 415 | 225 | 215 | 162 | 0 | 0 | 0 | 370 | 454 |  | Mt | 72.6701 | 72.8672 | 70.5769 | 71.9224 | 67.8744 | 68.5478 | 71.1877 | 71.682 | 73.4576 | 69.362 | 68.1227 | 66.5987 | 67.6981 | 67.7518 | 57.5272 | 56.889 | 44.7257 | 43.043 | 40.6538 | 43.7423 | 41.0974 | 40.3165 | 43.5997 | 46.0939 | 47.173 | 45.0266 | 44.6475 | 42.7799 | 44.7543 | 45.2409 | 38.2633 | 35.8954 | 29.8242 | 29.9231 | 28.18 | 26.7769 | 28.2313 | 27.5881 | 25.5881 | 26.2847 | 24.3354 | 23.4753 | 23.8188 | 22.9438 | 22.5108 | 19.2639 | 20.9936 | 20.9936 |  | kt | 61.771 | 59.3907 | 2.5603 |  | No. | 1178 | 509 | 954 | 367579 | 19611 | Euro2016 | 1788719000 | 3424035000
|  | EDF | MW | 0 | 3448 | 0 | 3448 | 2188 | 2814 | 5954 | 9152 | 9152 | 9152 | 9152 | 7802 | 7552 | 6262 | 6262 | 6262 | 6262 | 4078 | 0 | 0 | 0 | 0 | 0 | 0 | 0 | 0 | 0 | 0 | 0 | 0 | 0 | 0 | 1350 | 250 | 1290 | 0 | 0 | 0 | 2184 | 0 |  | Mt | 24.9109 | 25.8934 | 28.4004 | 27.6643 | 23.8333 | 22.1506 | 21.9175 | 27.1519 | 28.4072 | 21.0043 | 17.4489 | 6.5741 | 10.3411 | 8.2741 | 3.0771 | 2.1098 | 0 | 0 | 0 | 0 | 0 | 0 | 0 | 0 | 0 | 0 | 0 | 0 | 0 | 0 | 0 | 0 | 25.8934 | 28.4004 | 27.6643 | 23.8333 | 22.1506 | 21.9175 | 27.1519 | 28.4072 | 21.0043 | 17.4489 | 6.5741 | 10.3411 | 8.2741 | 3.0771 | 2.1098 | 2.1098 |  | kt | 2.6419 | 4.4671 | 0.03234 |  | No. | 116 | 54 | 81 | 26948 | 2657 | Euro2016 | 174682000 | 335370000
|  | Uniper | MW | 0 | 8528 | 980 | 7548 | 6356 | 2120 | 11914 | 17313 | 17313 | 16067 | 13045 | 11487 | 9643 | 8352 | 8988 | 7782 | 7782 | 7428 | 0 | 0 | 0 | 0 | 0 | 0 | 1196 | 0 | 0 | 0 | 1100 | 0 | 1246 | 3022 | 1558 | 1844 | 1291 | 560 | 1206 | 0 | 354 | 0 |  | Mt | 48.8196 | 53.5131 | 55.3541 | 56.2393 | 46.8154 | 50.3294 | 47.2656 | 50.4122 | 54.3723 | 42.657 | 39.276 | 36.6582 | 30.9056 | 27.3911 | 17.9982 | 9.3388 | 6.125 | 6.2748 | 5.5681 | 6.3366 | 6.0749 | 5.1181 | 5.5048 | 5.6183 | 5.6675 | 5.5306 | 5.3519 | 5.133 | 5.5021 | 6.0584 | 3.7733 | 2.9705 | 47.2384 | 49.786 | 49.9026 | 40.7405 | 45.2113 | 41.7608 | 44.7939 | 48.7048 | 37.1264 | 33.924 | 31.5252 | 25.4034 | 21.3326 | 14.2249 | 6.3683 | 6.3683 |  | kt | 11.1987 | 16.9752 | 0.44224 |  | No. | 555 | 229 | 400 | 162455 | 9703 | Euro2016 | 829960000 | 1598162000
|  | STEAG | MW | 0 | 5770 | 0 | 5770 | 4450 | 3064 | 3349 | 8329 | 8329 | 8329 | 8329 | 9119 | 8834 | 8834 | 8834 | 6290 | 5770 | 5770 | 0 | 0 | 0 | 790 | 0 | 0 | 0 | 0 | 0 | 0 | 0 | 0 | 0 | 0 | 0 | 285 | 0 | 0 | 2544 | 520 | 0 | 0 |  | Mt | 26.847 | 28.4402 | 30.8665 | 23.8421 | 19.9541 | 21.2801 | 20.4902 | 21.9857 | 25.5696 | 23.6491 | 22.9585 | 21.0675 | 10.5619 | 7.6929 | 5.7022 | 4.0969 | 0 | 0 | 0 | 0 | 0 | 0 | 0 | 0 | 0 | 0 | 0 | 0 | 0 | 0 | 0 | 0 | 28.4402 | 30.8665 | 23.8421 | 19.9541 | 21.2801 | 20.4902 | 21.9857 | 25.5696 | 23.6491 | 22.9585 | 21.0675 | 10.5619 | 7.6929 | 5.7022 | 4.0969 | 4.0969 |  | kt | 5.1398 | 7.3933 | 0.083591 |  | No. | 367 | 143 | 261 | 109194 | 6041 | Euro2016 | 547532000 | 1056820000
|  | CEZ | MW | 0 | 5687 | 4531 | 1156 | 1265 | 1554 | 1679 | 6606 | 6606 | 6606 | 6606 | 6606 | 6581 | 6581 | 6161 | 6139 | 6139 | 5939 | 0 | 0 | 0 | 0 | 0 | 0 | 0 | 0 | 0 | 0 | 660 | 0 | 0 | 0 | 0 | 25 | 0 | 420 | 22 | 0 | 200 | 912 |  | Mt | 36.5046 | 37.5004 | 39.8157 | 34.2182 | 32.666 | 33.0416 | 32.4103 | 28.526 | 26.874 | 25.6634 | 27.0594 | 28.9127 | 27.8178 | 26.121 | 25.8585 | 22.1578 | 29.6168 | 30.1961 | 31.5025 | 28.8399 | 28.2435 | 28.0732 | 27.6476 | 24.6246 | 22.0908 | 21.0837 | 21.9134 | 23.6973 | 23.3049 | 21.9298 | 22.9767 | 19.456 | 7.3043 | 8.3131 | 5.3783 | 4.4225 | 4.9683 | 4.7627 | 3.9014 | 4.7832 | 4.5798 | 5.146 | 5.2154 | 4.5129 | 4.1912 | 2.8818 | 2.7018 | 2.7018 |  | kt | 27.2116 | 25.5848 | 1.5202 |  | No. | 661 | 301 | 532 | 234536 | 11706 | Euro2016 | 1008450000 | 1925697000
|  | Engie | MW | 0 | 0 | 0 | 0 | 0 | 1754 | 3784 | 3191 | 2936 | 2936 | 2936 | 2386 | 2386 | 1754 | 0 | 0 | 0 | 0 | 0 | 0 | 0 | 0 | 0 | 0 | 0 | 0 | 0 | 0 | 0 | 255 | 0 | 0 | 550 | 0 | 632 | 1754 | 0 | 0 | 0 | 0 |  | Mt | 7.915 | 7.9774 | 8.718 | 7.0736 | 8.6286 | 8.0227 | 8.2237 | 9.5332 | 10.2863 | 5.9489 | 4.3554 | 2.0478 | 0 | 0 | 0 | 0 | 0 | 0 | 0 | 0 | 0 | 0 | 0 | 0 | 0 | 0 | 0 | 0 | 0 | 0 | 0 | 0 | 7.9774 | 8.718 | 7.0736 | 8.6286 | 8.0227 | 8.2237 | 9.5332 | 10.2863 | 5.9489 | 4.3554 | 2.0478 | 0 | 0 | 0 | 0 | 0 |  | kt | 0 | 0 | 0 |  | No. | 97 | 40 | 73 | 27445 | 1760 | Euro2016 | 144348000 | 277846000
|  | EnBW | MW | 0 | 5368 | 934 | 4434 | 5368 | 25 | 25 | 4481 | 4481 | 4481 | 4481 | 4481 | 5393 | 5393 | 5393 | 5393 | 5368 | 5368 | 0 | 0 | 0 | 0 | 912 | 0 | 0 | 0 | 0 | 0 | 0 | 0 | 0 | 0 | 0 | 0 | 0 | 0 | 0 | 25 | 0 | 0 |  | Mt | 13.3145 | 13.9821 | 13.3565 | 12.0632 | 9.3414 | 11.0217 | 11.132 | 12.3786 | 13.9372 | 12.2446 | 11.5826 | 10.4402 | 10.3833 | 10.0042 | 7.0189 | 4.7359 | 0 | 0 | 0 | 0 | 0 | 0 | 0 | 0 | 0 | 0 | 0 | 0 | 0 | 0 | 0 | 0 | 13.9821 | 13.3565 | 12.0632 | 9.3414 | 11.0217 | 11.132 | 12.3786 | 13.9372 | 12.2446 | 11.5826 | 10.4402 | 10.3833 | 10.0042 | 7.0189 | 4.7359 | 4.7359 |  | kt | 3.9784 | 6.2825 | 0.10314 |  | No. | 157 | 63 | 112 | 46321 | 2595 | Euro2016 | 234472000 | 452553000
|  | Vattenfall | MW | 0 | 2340 | 0 | 2340 | 2340 | 1005 | 1005 | 1705 | 1705 | 1705 | 1705 | 1705 | 1705 | 3345 | 3345 | 3157 | 3157 | 2340 | 0 | 0 | 0 | 0 | 0 | 1640 | 0 | 0 | 0 | 0 | 0 | 0 | 0 | 0 | 0 | 0 | 0 | 0 | 188 | 0 | 817 | 0 |  | Mt | 9.5961 | 8.5125 | 9.8948 | 8.7205 | 8.7396 | 8.1699 | 7.837 | 8.6324 | 9.7091 | 9.6155 | 13.707 | 14.3721 | 13.9077 | 12.6451 | 9.9026 | 3.5646 | 1.5338 | 1.4282 | 1.4595 | 1.467 | 1.5109 | 1.6614 | 1.4395 | 1.5102 | 1.3789 | 1.3457 | 1.2956 | 1.3778 | 0.94444 | 0 | 0 | 0 | 7.0842 | 8.4353 | 7.2535 | 7.2287 | 6.5085 | 6.3976 | 7.1222 | 8.3302 | 8.2698 | 12.4114 | 12.9943 | 12.9633 | 12.6451 | 9.9026 | 3.5646 | 3.5646 |  | kt | 2.2453 | 4.9173 | 0.1652 |  | No. | 158 | 63 | 118 | 46617 | 2562 | Euro2016 | 236754000 | 456490000
|  | PPC | MW | 660 | 3175 | 3175 | 0 | 3175 | 1200 | 2113 | 5288 | 5218 | 4968 | 4968 | 4925 | 4500 | 4375 | 4375 | 4375 | 4375 | 3775 | 0 | 0 | 0 | 0 | 0 | 0 | 0 | 0 | 0 | 0 | 0 | 70 | 250 | 0 | 43 | 425 | 125 | 0 | 0 | 0 | 600 | 600 |  | Mt | 39.1944 | 36.464 | 37.4155 | 36.0427 | 36.2129 | 35.6152 | 36.5578 | 38.1574 | 32.9111 | 31.7541 | 29.4048 | 23.1274 | 25.5921 | 22.723 | 15.3602 | 9.0952 | 39.1944 | 36.464 | 37.4155 | 36.0427 | 36.2129 | 35.6152 | 36.5578 | 38.1574 | 32.9111 | 31.7541 | 29.4048 | 23.1274 | 25.5921 | 22.723 | 15.3602 | 9.0952 | 0 | 0 | 0 | 0 | 0 | 0 | 0 | 0 | 0 | 0 | 0 | 0 | 0 | 0 | 0 | 0 |  | kt | 28.866 | 19.548 | 2.906 |  | No. | 180 | 119 | 165 | 56861 | 7060 | Euro2016 | 288588000 | 538440000
|  | Tauron | MW | 0 | 5708 | 0 | 5708 | 1242 | 240 | 1146 | 5604 | 5604 | 5604 | 5404 | 5214 | 5049 | 4988 | 4798 | 4798 | 4798 | 4798 | 0 | 0 | 0 | 50 | 0 | 0 | 50 | 0 | 0 | 0 | 910 | 0 | 0 | 200 | 240 | 165 | 61 | 240 | 0 | 0 | 0 | 0 |  | Mt | 19.7923 | 21.0623 | 22.2544 | 19.299 | 18.0688 | 20.7124 | 21.1623 | 18.5766 | 18.5314 | 13.9777 | 16.2262 | 14.8256 | 16.4585 | 14.51 | 12.0981 | 9.9907 | 0 | 0 | 0 | 0 | 0 | 0 | 0 | 0 | 0 | 0 | 0 | 0 | 0 | 0 | 0 | 0 | 21.0623 | 22.2544 | 19.299 | 18.0688 | 20.7124 | 21.1623 | 18.5766 | 18.5314 | 13.9777 | 16.2262 | 14.8256 | 16.4585 | 14.51 | 12.0981 | 9.9907 | 9.9907 |  | kt | 16.5113 | 15.0362 | 0.63282 |  | No. | 258 | 109 | 207 | 74233 | 4127 | Euro2016 | 389111000 | 745955000
|  | EPS- Elektroprivreda Srbije | MW | 0 | 0 | 0 | 0 | 0 | 0 | 0 | 0 | 0 | 0 | 0 | 0 | 0 | 0 | 0 | 0 | 0 | 0 | 0 | 0 | 0 | 0 | 0 | 0 | 0 | 0 | 0 | 0 | 0 | 0 | 0 | 0 | 0 | 0 | 0 | 0 | 0 | 0 | 0 | 0 |  | Mt | 0 | 0 | 0 | 0 | 0 | 0 | 0 | 0 | 0 | 0 | 0 | 0 | 0 | 0 | 0 | 0 | 0 | 0 | 0 | 0 | 0 | 0 | 0 | 0 | 0 | 0 | 0 | 0 | 0 | 0 | 0 | 0 | 0 | 0 | 0 | 0 | 0 | 0 | 0 | 0 | 0 | 0 | 0 | 0 | 0 | 0 | 0 | 0 |  | kt | 0 | 0 | 0 |  | No. | 2038 | 1053 | 1592 | 608331 | 44216 | Euro2016 | 2458255000 | 4643690000
|  | CE Oltenia SA | MW | 0 | 3570 | 3570 | 0 | 0 | 660 | 990 | 4230 | 4230 | 4230 | 4230 | 4230 | 4230 | 4230 | 4230 | 4230 | 4230 | 3570 | 0 | 0 | 0 | 0 | 0 | 0 | 0 | 0 | 0 | 0 | 0 | 0 | 0 | 0 | 0 | 0 | 0 | 0 | 0 | 0 | 660 | 0 |  | Mt | 0 | 0 | 18.7198 | 18.8255 | 16.1062 | 15.4644 | 17.9478 | 16.3527 | 11.2339 | 12.4896 | 13.7173 | 12.6856 | 13.8603 | 13.0546 | 11.0115 | 7.1549 | 0 | 0 | 18.7198 | 18.8255 | 16.1062 | 15.4644 | 17.9478 | 16.3527 | 11.2339 | 12.4896 | 13.7173 | 12.6856 | 13.8603 | 13.0546 | 11.0115 | 7.1549 | 0 | 0 | 0 | 0 | 0 | 0 | 0 | 0 | 0 | 0 | 0 | 0 | 0 | 0 | 0 | 0 |  | kt | 11.8273 | 14.9108 | 0.76613 |  | No. | 187 | 91 | 144 | 43320 | 4119 | Euro2016 | 287678000 | 547318000
|  | EÜAŞ | MW | 0 | 3386 | 3386 | 0 | 0 | 0 | 0 | 3386 | 3386 | 3386 | 3386 | 3386 | 3386 | 3386 | 3386 | 3386 | 3386 | 3386 | 0 | 0 | 0 | 0 | 0 | 0 | 0 | 0 | 0 | 0 | 0 | 0 | 0 | 0 | 0 | 0 | 0 | 0 | 0 | 0 | 0 | 0 |  | Mt | 0 | 0 | 0 | 0 | 0 | 0 | 0 | 0 | 0 | 0 | 0 | 0 | 0 | 0 | 0 | 0 | 0 | 0 | 0 | 0 | 0 | 0 | 0 | 0 | 0 | 0 | 0 | 0 | 0 | 0 | 0 | 0 | 0 | 0 | 0 | 0 | 0 | 0 | 0 | 0 | 0 | 0 | 0 | 0 | 0 | 0 | 0 | 0 |  | kt | 0 | 0 | 0 |  | No. | 0 | 0 | 0 | 0 | 0 | Euro2016 | 0 | 0
|  | Iberdrola | MW | 0 | 358 | 0 | 358 | 358 | 2972 | 4695 | 5053 | 5053 | 5053 | 4634 | 3330 | 3330 | 3330 | 874 | 874 | 874 | 874 | 0 | 0 | 0 | 0 | 0 | 0 | 0 | 0 | 0 | 0 | 0 | 0 | 0 | 419 | 1304 | 0 | 0 | 2456 | 0 | 0 | 0 | 516 |  | Mt | 13.9727 | 14.1067 | 12.1007 | 7.6462 | 8.897 | 9.8369 | 10.93 | 12.5558 | 11.8002 | 11.5994 | 10.9994 | 3.7727 | 2.6417 | 1.6401 | 1.4353 | 0.25504 | 0 | 0 | 0 | 0 | 0 | 0 | 0 | 0 | 0 | 0 | 0 | 0 | 0 | 0 | 0 | 0 | 14.1067 | 12.1007 | 7.6462 | 8.897 | 9.8369 | 10.93 | 12.5558 | 11.8002 | 11.5994 | 10.9994 | 3.7727 | 2.6417 | 1.6401 | 1.4353 | 0.25504 | 0.25504 |  | kt | 3.7027 | 3.7159 | 0.29409 |  | No. | 96 | 56 | 72 | 26987 | 2717 | Euro2016 | 148702000 | 282166000
|  | SSE | MW | 0 | 0 | 0 | 0 | 0 | 3198 | 4264 | 4264 | 4264 | 4264 | 4264 | 4264 | 3198 | 3198 | 2132 | 2132 | 2132 | 1599 | 0 | 0 | 0 | 0 | 0 | 0 | 0 | 0 | 0 | 0 | 0 | 0 | 0 | 0 | 0 | 1066 | 0 | 1066 | 0 | 0 | 533 | 1599 |  | Mt | 16.906 | 17.2705 | 13.9238 | 6.3231 | 9.287 | 11.2554 | 15.3251 | 18.1543 | 16.7662 | 9.9102 | 7.8852 | 2.7061 | 1.9479 | 1.3394 | 1.1926 | 1.0782 | 0 | 0 | 0 | 0 | 0 | 0 | 0 | 0 | 0 | 0 | 0 | 0 | 0 | 0 | 0 | 0 | 17.2705 | 13.9238 | 6.3231 | 9.287 | 11.2554 | 15.3251 | 18.1543 | 16.7662 | 9.9102 | 7.8852 | 2.7061 | 1.9479 | 1.3394 | 1.1926 | 1.0782 | 1.0782 |  | kt | 0 | 0 | 0 |  | No. | 64 | 30 | 45 | 15280 | 1499 | Euro2016 | 97700000 | 187417000
|  | ENEA | MW | 0 | 5778 | 0 | 5778 | 0 | 0 | 290 | 4993 | 4993 | 4768 | 4703 | 4703 | 4703 | 4703 | 4703 | 5778 | 5778 | 5778 | 0 | 0 | 0 | 0 | 0 | 0 | 0 | 1075 | 0 | 0 | 0 | 0 | 225 | 65 | 0 | 0 | 0 | 0 | 0 | 0 | 0 | 0 |  | Mt | 15.4135 | 17.2035 | 16.7444 | 15.7808 | 17.1361 | 18.6212 | 17.8544 | 16.6833 | 16.0296 | 17.3659 | 18.0193 | 20.1063 | 19.6699 | 22.5694 | 21.8819 | 18.5099 | 0 | 0 | 0 | 0 | 0 | 0 | 0 | 0 | 0 | 0 | 0 | 0 | 0 | 0 | 0 | 0 | 17.2035 | 16.7444 | 15.7808 | 17.1361 | 18.6212 | 17.8544 | 16.6833 | 16.0296 | 17.3659 | 18.0193 | 20.1063 | 19.6699 | 22.5694 | 21.8819 | 18.5099 | 18.5099 |  | kt | 18.425 | 24.3817 | 0.71776 |  | No. | 407 | 160 | 333 | 109691 | 6147 | Euro2016 | 611713000 | 1177357000
|  | Drax Power plc | MW | 0 | 1402 | 0 | 1402 | 1402 | 1402 | 2804 | 4206 | 4206 | 4206 | 4206 | 3505 | 2804 | 2804 | 2103 | 2103 | 1402 | 1402 | 0 | 0 | 0 | 0 | 0 | 0 | 0 | 0 | 0 | 0 | 0 | 0 | 0 | 0 | 701 | 701 | 0 | 701 | 0 | 701 | 0 | 0 |  | Mt | 20.7716 | 22.7648 | 22.1604 | 22.2998 | 19.8517 | 22.3925 | 21.4656 | 22.6947 | 20.3195 | 16.5952 | 13.1928 | 6.2617 | 6.2152 | 4.1386 | 0.72575 | 1.527 | 0 | 0 | 0 | 0 | 0 | 0 | 0 | 0 | 0 | 0 | 0 | 0 | 0 | 0 | 0 | 0 | 22.7648 | 22.1604 | 22.2998 | 19.8517 | 22.3925 | 21.4656 | 22.6947 | 20.3195 | 16.5952 | 13.1928 | 6.2617 | 6.2152 | 4.1386 | 0.72575 | 1.527 | 1.527 |  | kt | 0 | 0 | 0 |  | No. | 230 | 106 | 160 | 53792 | 5248 | Euro2016 | 346416000 | 664832000
|  | EDP | MW | 0 | 1266 | 0 | 1266 | 0 | 1296 | 1618 | 2816 | 2816 | 2816 | 2816 | 2816 | 2816 | 2562 | 2562 | 2562 | 2562 | 2562 | 0 | 0 | 0 | 0 | 0 | 0 | 0 | 0 | 0 | 0 | 0 | 0 | 0 | 0 | 0 | 0 | 254 | 0 | 0 | 0 | 0 | 0 |  | Mt | 20.7437 | 19.4421 | 18.4415 | 14.1161 | 14.7435 | 9.9443 | 13.0127 | 15.4518 | 15.1137 | 15.5403 | 19.1557 | 13.9057 | 18.001 | 15.5146 | 8.6445 | 5.3759 | 0 | 0 | 0 | 0 | 0 | 0 | 0 | 0 | 0 | 0 | 0 | 0 | 0 | 0 | 0 | 0 | 19.4421 | 18.4415 | 14.1161 | 14.7435 | 9.9443 | 13.0127 | 15.4518 | 15.1137 | 15.5403 | 19.1557 | 13.9057 | 18.001 | 15.5146 | 8.6445 | 5.3759 | 5.3759 |  | kt | 12.5596 | 10.9806 | 0.5974 |  | No. | 34 | 27 | 29 | 11962 | 1233 | Euro2016 | 54853000 | 102450000
|  | Orsted | MW | 0 | 407 | 0 | 407 | 407 | 2080 | 2489 | 2753 | 2753 | 2753 | 2487 | 2487 | 2487 | 2487 | 1464 | 1464 | 1464 | 1464 | 0 | 0 | 0 | 0 | 0 | 0 | 0 | 0 | 0 | 0 | 0 | 0 | 0 | 266 | 0 | 0 | 0 | 1023 | 0 | 0 | 0 | 1057 |  | Mt | 7.1331 | 10.773 | 9.5856 | 8.2775 | 8.1467 | 7.3476 | 7.2086 | 5.5527 | 7.2393 | 5.1257 | 3.7701 | 4.14 | 2.6296 | 1.9451 | 0.88807 | 1.0091 | 0 | 0 | 0 | 0 | 0 | 0 | 0 | 0 | 0 | 0 | 0 | 0 | 0 | 0 | 0 | 0 | 10.773 | 9.5856 | 8.2775 | 8.1467 | 7.3476 | 7.2086 | 5.5527 | 7.2393 | 5.1257 | 3.7701 | 4.14 | 2.6296 | 1.9451 | 0.88807 | 1.0091 | 1.0091 |  | kt | 0.207 | 1.04 | 0.021 |  | No. | 33 | 12 | 24 | 8635 | 516 | Euro2016 | 48556000 | 94025000
|  | ZEPAK | MW | 0 | 1152 | 1152 | 0 | 1152 | 1315 | 1315 | 2467 | 2467 | 2467 | 2467 | 2467 | 2467 | 2467 | 2467 | 1867 | 1867 | 1667 | 0 | 0 | 0 | 0 | 0 | 0 | 0 | 0 | 0 | 0 | 0 | 0 | 0 | 0 | 0 | 0 | 0 | 0 | 600 | 0 | 200 | 515 |  | Mt | 13.0324 | 13.9165 | 14.1311 | 13.207 | 13.1698 | 12.4057 | 12.6865 | 12.5819 | 13.1289 | 12.5742 | 12.2579 | 11.4561 | 10.8661 | 7.2352 | 6.6093 | 5.5109 | 13.0324 | 13.9165 | 14.1311 | 13.207 | 13.1698 | 12.4057 | 12.6865 | 12.5819 | 13.1289 | 12.5742 | 12.2579 | 11.4561 | 10.8661 | 7.2352 | 6.6093 | 5.5109 | 0 | 0 | 0 | 0 | 0 | 0 | 0 | 0 | 0 | 0 | 0 | 0 | 0 | 0 | 0 | 0 |  | kt | 19.0204 | 14.353 | 2.5717 |  | No. | 337 | 146 | 263 | 99335 | 5565 | Euro2016 | 509844000 | 975494000
|  | Naturgy | MW | 0 | 0 | 0 | 0 | 0 | 2195 | 2195 | 2195 | 2195 | 2195 | 2195 | 2195 | 2195 | 2195 | 2130 | 2130 | 1765 | 1765 | 0 | 0 | 0 | 0 | 0 | 0 | 0 | 0 | 0 | 0 | 0 | 0 | 0 | 0 | 0 | 0 | 0 | 65 | 0 | 365 | 0 | 1765 |  | Mt | 13.9744 | 12.1922 | 14.2374 | 7.6731 | 3.3038 | 0.79966 | 4.9388 | 8.113 | 5.5484 | 5.868 | 8.1198 | 6.1571 | 6.1464 | 3.7289 | 0.71581 | 1.0623 | 0 | 0 | 0 | 0 | 0 | 0 | 0 | 0 | 0 | 0 | 0 | 0 | 0 | 0 | 0 | 0 | 12.1922 | 14.2374 | 7.6731 | 3.3038 | 0.79966 | 4.9388 | 8.113 | 5.5484 | 5.868 | 8.1198 | 6.1571 | 6.1464 | 3.7289 | 0.71581 | 1.0623 | 1.0623 |  | kt | 18.7023 | 17.0901 | 1.5869 |  | No. | 0 | 0 | 0 | 0 | 0 | Euro2016 | 0 | 0
|  | Içdaş | MW | 0 | 2767 | 1140 | 1627 | 0 | 0 | 0 | 1551 | 1551 | 2159 | 2159 | 2159 | 2767 | 2767 | 2767 | 2767 | 2767 | 2767 | 0 | 608 | 0 | 0 | 608 | 0 | 0 | 0 | 0 | 0 | 0 | 0 | 0 | 0 | 0 | 0 | 0 | 0 | 0 | 0 | 0 | 0 |  | Mt | 0 | 0 | 0 | 0 | 0 | 0 | 0 | 0 | 0 | 0 | 0 | 0 | 0 | 0 | 0 | 0 | 0 | 0 | 0 | 0 | 0 | 0 | 0 | 0 | 0 | 0 | 0 | 0 | 0 | 0 | 0 | 0 | 0 | 0 | 0 | 0 | 0 | 0 | 0 | 0 | 0 | 0 | 0 | 0 | 0 | 0 | 0 | 0 |  | kt | 0 | 0 | 0 |  | No. | 0 | 0 | 0 | 0 | 0 | Euro2016 | 0 | 0
|  | Bulgarian Energy Holding (BEH) | MW | 0 | 1602 | 1602 | 0 | 0 | 0 | 0 | 1602 | 1602 | 1602 | 1602 | 1602 | 1602 | 1602 | 1602 | 1602 | 1602 | 1602 | 0 | 0 | 0 | 0 | 0 | 0 | 0 | 0 | 0 | 0 | 0 | 0 | 0 | 0 | 0 | 0 | 0 | 0 | 0 | 0 | 0 | 0 |  | Mt | 0 | 0 | 9.1404 | 9.1345 | 9.6285 | 9.8721 | 12.9754 | 11.1286 | 9.459 | 10.2918 | 11.2937 | 9.6453 | 10.549 | 9.574 | 7.8741 | 4.2923 | 0 | 0 | 9.1404 | 9.1345 | 9.6285 | 9.8721 | 12.9754 | 11.1286 | 9.459 | 10.2918 | 11.2937 | 9.6453 | 10.549 | 9.574 | 7.8741 | 4.2923 | 0 | 0 | 0 | 0 | 0 | 0 | 0 | 0 | 0 | 0 | 0 | 0 | 0 | 0 | 0 | 0 |  | kt | 34.6 | 7.416 | 0.229 |  | No. | 310 | 152 | 241 | 80755 | 7086 | Euro2016 | 482028000 | 912832000
|  | Konya Şeker | MW | 0 | 1571 | 1571 | 0 | 0 | 0 | 0 | 1571 | 1571 | 1571 | 1571 | 1571 | 1571 | 1571 | 1571 | 1571 | 1571 | 1571 | 0 | 0 | 0 | 0 | 0 | 0 | 0 | 0 | 0 | 0 | 0 | 0 | 0 | 0 | 0 | 0 | 0 | 0 | 0 | 0 | 0 | 0 |  | Mt | 0 | 0 | 0 | 0 | 0 | 0 | 0 | 0 | 0 | 0 | 0 | 0 | 0 | 0 | 0 | 0 | 0 | 0 | 0 | 0 | 0 | 0 | 0 | 0 | 0 | 0 | 0 | 0 | 0 | 0 | 0 | 0 | 0 | 0 | 0 | 0 | 0 | 0 | 0 | 0 | 0 | 0 | 0 | 0 | 0 | 0 | 0 | 0 |  | kt | 0 | 0 | 0 |  | No. | 0 | 0 | 0 | 0 | 0 | Euro2016 | 0 | 0
|  | Fortum | MW | 0 | 1508 | 0 | 1508 | 1025 | 266 | 1266 | 2490 | 2554 | 2554 | 2554 | 2554 | 1554 | 1554 | 1554 | 1554 | 1774 | 1774 | 64 | 0 | 0 | 0 | 0 | 0 | 0 | 0 | 220 | 0 | 0 | 0 | 0 | 0 | 0 | 1000 | 0 | 0 | 0 | 0 | 0 | 266 |  | Mt | 3.7581 | 6.0415 | 6.0119 | 4.6552 | 5.7287 | 6.9667 | 5.0067 | 4.2508 | 5.0089 | 4.5229 | 3.5827 | 4.172 | 3.5486 | 3.3316 | 2.6809 | 1.2351 | 0 | 0 | 0 | 0 | 0 | 0 | 0 | 0 | 0 | 0 | 0 | 0 | 0 | 0 | 0 | 0 | 6.0415 | 6.0119 | 4.6552 | 5.7287 | 6.9667 | 5.0067 | 4.2508 | 5.0089 | 4.5229 | 3.5827 | 4.172 | 3.5486 | 3.3316 | 2.6809 | 1.2351 | 1.2351 |  | kt | 4.7837 | 4.4899 | 0.28056 |  | No. | 56 | 24 | 43 | 14659 | 871 | Euro2016 | 85387000 | 163877000
|  | Eren | MW | 0 | 0 | 0 | 0 | 0 | 0 | 0 | 0 | 0 | 0 | 0 | 0 | 0 | 0 | 0 | 0 | 0 | 0 | 0 | 0 | 0 | 0 | 0 | 0 | 0 | 0 | 0 | 0 | 0 | 0 | 0 | 0 | 0 | 0 | 0 | 0 | 0 | 0 | 0 | 0 |  | Mt | 0 | 0 | 0 | 0 | 0 | 0 | 0 | 0 | 0 | 0 | 0 | 0 | 0 | 0 | 0 | 0 | 0 | 0 | 0 | 0 | 0 | 0 | 0 | 0 | 0 | 0 | 0 | 0 | 0 | 0 | 0 | 0 | 0 | 0 | 0 | 0 | 0 | 0 | 0 | 0 | 0 | 0 | 0 | 0 | 0 | 0 | 0 | 0 |  | kt | 0 | 0 | 0 |  | No. | 0 | 0 | 0 | 0 | 0 | Euro2016 | 0 | 0
|  | HSE | MW | 0 | 945 | 945 | 0 | 0 | 400 | 591 | 906 | 876 | 876 | 876 | 820 | 745 | 1345 | 1345 | 1345 | 945 | 945 | 0 | 0 | 0 | 0 | 0 | 600 | 0 | 0 | 0 | 0 | 0 | 30 | 0 | 0 | 56 | 75 | 0 | 0 | 0 | 400 | 0 | 0 |  | Mt | 5.2934 | 5.41 | 5.6342 | 5.4808 | 5.3032 | 5.3666 | 5.4232 | 5.184 | 4.9151 | 3.6744 | 3.7913 | 4.149 | 4.0754 | 3.9272 | 3.8176 | 3.7604 | 5.2934 | 5.41 | 5.6342 | 5.4808 | 5.3032 | 5.3666 | 5.4232 | 5.184 | 4.9151 | 3.6744 | 3.7913 | 4.149 | 4.0754 | 3.9272 | 3.8176 | 3.7604 | 0 | 0 | 0 | 0 | 0 | 0 | 0 | 0 | 0 | 0 | 0 | 0 | 0 | 0 | 0 | 0 |  | kt | 1.32 | 3.26 | 0.0642 |  | No. | 44 | 27 | 32 | 13352 | 1110 | Euro2016 | 68661000 | 129952000
|  | Diler Holding | MW | 0 | 1304 | 0 | 1304 | 0 | 0 | 0 | 0 | 0 | 0 | 0 | 0 | 1304 | 1304 | 1304 | 1304 | 1304 | 1304 | 0 | 0 | 0 | 0 | 1304 | 0 | 0 | 0 | 0 | 0 | 0 | 0 | 0 | 0 | 0 | 0 | 0 | 0 | 0 | 0 | 0 | 0 |  | Mt | 0 | 0 | 0 | 0 | 0 | 0 | 0 | 0 | 0 | 0 | 0 | 0 | 0 | 0 | 0 | 0 | 0 | 0 | 0 | 0 | 0 | 0 | 0 | 0 | 0 | 0 | 0 | 0 | 0 | 0 | 0 | 0 | 0 | 0 | 0 | 0 | 0 | 0 | 0 | 0 | 0 | 0 | 0 | 0 | 0 | 0 | 0 | 0 |  | kt | 0 | 0 | 0 |  | No. | 0 | 0 | 0 | 0 | 0 | Euro2016 | 0 | 0
|  | KEK | MW | 0 | 1288 | 1288 | 0 | 0 | 0 | 190 | 1288 | 1288 | 1288 | 1288 | 1288 | 1288 | 1288 | 1288 | 1288 | 1288 | 1288 | 0 | 0 | 0 | 0 | 0 | 0 | 0 | 0 | 0 | 0 | 0 | 0 | 0 | 0 | 0 | 0 | 0 | 0 | 0 | 0 | 0 | 0 |  | Mt | 0 | 0 | 0 | 0 | 0 | 0 | 0 | 0 | 0 | 0 | 0 | 0 | 0 | 6.4454 | 0 | 0 | 0 | 0 | 0 | 0 | 0 | 0 | 0 | 0 | 0 | 0 | 0 | 0 | 0 | 6.4454 | 0 | 0 | 0 | 0 | 0 | 0 | 0 | 0 | 0 | 0 | 0 | 0 | 0 | 0 | 0 | 0 | 0 | 0 |  | kt | 5.298 | 12.081 | 6.754 |  | No. | 85 | 48 | 50 | 24251 | 2072 | Euro2016 | 94747000 | 178849000
|  | Other | MW | 1809 | 44530 | 19020 | 25510 | 11976 | 8108 | 14296 | [6 empty] | 46804 | 48232 | 48828 | 48784 | 48033 | [6 empty] | 2250 | 1373 | 488 | 510 | 213 | [6 empty] | 822 | 777 | 532 | 1261 | 4670 |  | Mt | 146.611 | 149.4686 | 173.3311 | 156.5647 | 141.1374 | 139.726 | 147.4295 | 151.6424 | 147.3692 | 146.492 | 147.6972 | 137.6603 | 139.8532 | 123.7949 | 97.8192 | 60.7695 | 45.3096 | 43.0953 | 61.6255 | 55.4845 | 47.909 | 48.0375 | 58.3888 | 56.0002 | 50.7526 | 54.5609 | 54.7795 | 48.8956 | 52.0229 | 42.0741 | 39.5801 | 22.6634 | 87.6793 | 102.2864 | 158.5688 | 125.646 | 86.9579 | 83.605 | 66.1114 | 87.0206 | 144.3583 | 99.2626 | 146.2262 | 107.6935 | 110.1725 | 134.2383 | 90.0018 | 38.1061 |  | kt | 304.1211 | -317.7412 | 1.5427 |  | No. | 5156 | 2684 | 4042 | 1596938 | 115673 | Euro2016 | 7343285000 | 13910376000
# Plants | 1. Split By Region
|  | EU | No. | 2 | 210 | 69 | 141 | 114 | 0 | 0 | 253 | 255 | 257 | 257 | 258 | 258 | 262 | 257 | 248 | 242 | 232 | 2 | 2 | 0 | 1 | 0 | 4 | 1 | 0 | 1 | 0 | 1 | 0 | 0 | 0 | 0 | 0 | 0 | 6 | 9 | 7 | 10 | 21
|  | Turkey | No. | 1 | 30 | 18 | 12 | 0 | 0 | 0 | [6 empty] | 23 | 25 | 26 | 28 | 29 | [6 empty] | 2 | 1 | 2 | 1 | 1 | [6 empty] | 0 | 0 | 0 | 0 | 0
|  | Western Balkans | No. | 0 | 16 | 16 | 0 | 0 | 0 | 0 | [6 empty] | 15 | 16 | 16 | 16 | 16 | [6 empty] | 1 | 0 | 0 | 0 | 0 | [6 empty] | 0 | 0 | 0 | 0 | 0
2. Split By Country
EU Countries
|  | Austria | No. | 0 | 0 | 0 | 0 | 0 | 0 | 0 | 3 | 3 | 3 | 3 | 3 | 3 | 3 | 2 | 2 | 2 | 1 | 0 | 0 | 0 | 0 | 0 | 0 | 0 | 0 | 0 | 0 | 0 | 0 | 0 | 0 | 0 | 0 | 0 | 1 | 0 | 0 | 1 | 1
|  | Belgium | No. | 0 | 0 | 0 | 0 | 0 | 0 | 0 | 1 | 1 | 1 | 1 | 1 | 1 | 1 | 0 | 0 | 0 | 0 | 0 | 0 | 0 | 0 | 0 | 0 | 0 | 0 | 0 | 0 | 0 | 0 | 0 | 0 | 0 | 0 | 0 | 1 | 0 | 0 | 0 | 0
|  | Bulgaria | No. | 0 | 10 | 8 | 2 | 0 | 0 | 0 | 9 | 9 | 10 | 10 | 10 | 10 | 10 | 10 | 10 | 10 | 10 | 0 | 1 | 0 | 0 | 0 | 0 | 0 | 0 | 0 | 0 | 0 | 0 | 0 | 0 | 0 | 0 | 0 | 0 | 0 | 0 | 0 | 0
|  | Croatia | No. | 0 | 1 | 0 | 1 | 0 | 0 | 0 | 1 | 1 | 1 | 1 | 1 | 1 | 1 | 1 | 1 | 1 | 1 | 0 | 0 | 0 | 0 | 0 | 0 | 0 | 0 | 0 | 0 | 0 | 0 | 0 | 0 | 0 | 0 | 0 | 0 | 0 | 0 | 0 | 0
|  | Czech Republic | No. | 0 | 31 | 23 | 8 | 6 | 0 | 0 | 34 | 34 | 34 | 34 | 34 | 34 | 34 | 34 | 34 | 34 | 34 | 0 | 0 | 0 | 0 | 0 | 0 | 0 | 0 | 0 | 0 | 0 | 0 | 0 | 0 | 0 | 0 | 0 | 0 | 0 | 0 | 0 | 2
|  | Denmark | No. | 0 | 3 | 0 | 3 | 3 | 0 | 0 | 8 | 8 | 8 | 8 | 8 | 8 | 8 | 5 | 5 | 5 | 5 | 0 | 0 | 0 | 0 | 0 | 0 | 0 | 0 | 0 | 0 | 0 | 0 | 0 | 0 | 0 | 0 | 0 | 3 | 0 | 0 | 0 | 2
|  | Finland | No. | 0 | 7 | 0 | 7 | 7 | 0 | 0 | 10 | 10 | 10 | 10 | 10 | 10 | 10 | 10 | 8 | 8 | 7 | 0 | 0 | 0 | 0 | 0 | 0 | 0 | 0 | 0 | 0 | 0 | 0 | 0 | 0 | 0 | 0 | 0 | 0 | 2 | 0 | 1 | 0
|  | France | No. | 0 | 4 | 0 | 4 | 2 | 0 | 0 | 7 | 7 | 8 | 8 | 8 | 8 | 8 | 8 | 8 | 8 | 7 | 0 | 1 | 0 | 0 | 0 | 0 | 0 | 0 | 0 | 0 | 0 | 0 | 0 | 0 | 0 | 0 | 0 | 0 | 0 | 0 | 1 | 2
|  | Germany | No. | 0 | 67 | 19 | 48 | 67 | 0 | 0 | 77 | 78 | 78 | 78 | 79 | 79 | 81 | 81 | 77 | 72 | 68 | 1 | 0 | 0 | 1 | 0 | 2 | 0 | 0 | 0 | 0 | 1 | 0 | 0 | 0 | 0 | 0 | 0 | 0 | 4 | 5 | 4 | 2
|  | Greece | No. | 1 | 5 | 5 | 0 | 5 | 0 | 0 | 6 | 6 | 6 | 6 | 6 | 6 | 6 | 6 | 6 | 6 | 6 | 0 | 0 | 0 | 0 | 0 | 0 | 0 | 0 | 0 | 0 | 0 | 0 | 0 | 0 | 0 | 0 | 0 | 0 | 0 | 0 | 0 | 1
|  | Hungary | No. | 0 | 2 | 1 | 1 | 1 | 0 | 0 | 2 | 2 | 2 | 2 | 2 | 2 | 2 | 2 | 2 | 2 | 2 | 0 | 0 | 0 | 0 | 0 | 0 | 0 | 0 | 0 | 0 | 0 | 0 | 0 | 0 | 0 | 0 | 0 | 0 | 0 | 0 | 0 | 0
|  | Ireland | No. | 0 | 1 | 0 | 1 | 0 | 0 | 0 | 1 | 1 | 1 | 1 | 1 | 1 | 1 | 1 | 1 | 1 | 1 | 0 | 0 | 0 | 0 | 0 | 0 | 0 | 0 | 0 | 0 | 0 | 0 | 0 | 0 | 0 | 0 | 0 | 0 | 0 | 0 | 0 | 0
|  | Italy | No. | 0 | 9 | 0 | 9 | 0 | 0 | 0 | 12 | 12 | 12 | 12 | 12 | 12 | 12 | 11 | 10 | 10 | 10 | 0 | 0 | 0 | 0 | 0 | 0 | 0 | 0 | 0 | 0 | 0 | 0 | 0 | 0 | 0 | 0 | 0 | 1 | 1 | 0 | 0 | 1
|  | Netherlands | No. | 0 | 4 | 0 | 4 | 4 | 0 | 0 | 3 | 3 | 3 | 3 | 3 | 3 | 5 | 6 | 5 | 5 | 4 | 0 | 0 | 0 | 0 | 0 | 2 | 1 | 0 | 0 | 0 | 0 | 0 | 0 | 0 | 0 | 0 | 0 | 0 | 1 | 0 | 1 | 0
|  | Poland | No. | 1 | 44 | 5 | 39 | 14 | 0 | 0 | 43 | 44 | 44 | 44 | 44 | 44 | 44 | 44 | 43 | 44 | 44 | 1 | 0 | 0 | 0 | 0 | 0 | 0 | 0 | 1 | 0 | 0 | 0 | 0 | 0 | 0 | 0 | 0 | 0 | 1 | 0 | 0 | 1
|  | Portugal | No. | 0 | 1 | 0 | 1 | 1 | 0 | 0 | 2 | 2 | 2 | 2 | 2 | 2 | 2 | 2 | 2 | 2 | 2 | 0 | 0 | 0 | 0 | 0 | 0 | 0 | 0 | 0 | 0 | 0 | 0 | 0 | 0 | 0 | 0 | 0 | 0 | 0 | 0 | 0 | 0
|  | Romania | No. | 0 | 8 | 5 | 3 | 0 | 0 | 0 | 10 | 10 | 10 | 10 | 10 | 10 | 10 | 10 | 10 | 10 | 8 | 0 | 0 | 0 | 0 | 0 | 0 | 0 | 0 | 0 | 0 | 0 | 0 | 0 | 0 | 0 | 0 | 0 | 0 | 0 | 0 | 2 | 0
|  | Slovakia | No. | 0 | 4 | 2 | 2 | 1 | 0 | 0 | 5 | 5 | 5 | 5 | 5 | 5 | 5 | 5 | 5 | 5 | 5 | 0 | 0 | 0 | 0 | 0 | 0 | 0 | 0 | 0 | 0 | 0 | 0 | 0 | 0 | 0 | 0 | 0 | 0 | 0 | 0 | 0 | 1
|  | Slovenia | No. | 0 | 2 | 1 | 1 | 1 | 0 | 0 | 3 | 3 | 3 | 3 | 3 | 3 | 3 | 3 | 3 | 2 | 2 | 0 | 0 | 0 | 0 | 0 | 0 | 0 | 0 | 0 | 0 | 0 | 0 | 0 | 0 | 0 | 0 | 0 | 0 | 0 | 1 | 0 | 0
|  | Spain | No. | 0 | 7 | 0 | 7 | 2 | 0 | 0 | 15 | 15 | 15 | 15 | 15 | 15 | 15 | 15 | 15 | 14 | 14 | 0 | 0 | 0 | 0 | 0 | 0 | 0 | 0 | 0 | 0 | 0 | 0 | 0 | 0 | 0 | 0 | 0 | 0 | 0 | 1 | 0 | 7
|  | Sweden | No. | 0 | 0 | 0 | 0 | 0 | 0 | 0 | 1 | 1 | 1 | 1 | 1 | 1 | 1 | 1 | 1 | 1 | 1 | 0 | 0 | 0 | 0 | 0 | 0 | 0 | 0 | 0 | 0 | 0 | 0 | 0 | 0 | 0 | 0 | 0 | 0 | 0 | 0 | 0 | 1
|  | United Kingdom | No. | 0 | 4 | 0 | 4 | 3 | 0 | 0 | 12 | 12 | 12 | 12 | 12 | 12 | 12 | 9 | 8 | 7 | 6 | 0 | 0 | 0 | 0 | 0 | 0 | 0 | 0 | 0 | 0 | 0 | 0 | 0 | 0 | 0 | 0 | 0 | 3 | 1 | 1 | 1 | 2
Western Balkans
|  | Albania | No. | 0 | 0 | 0 | 0 | 0 | 0 | 0 | [6 empty] | 0 | 0 | 0 | 0 | 0 | [6 empty] | 0 | 0 | 0 | 0 | 0 | [6 empty] | 0 | 0 | 0 | 0 | 0
|  | Bosnia & Herzegovina | No. | 0 | 5 | 5 | 0 | 0 | 0 | 0 | [6 empty] | 4 | 5 | 5 | 5 | 5 | [6 empty] | 1 | 0 | 0 | 0 | 0 | [6 empty] | 0 | 0 | 0 | 0 | 0
|  | Kosovo | No. | 0 | 2 | 2 | 0 | 0 | 0 | 0 | [6 empty] | 2 | 2 | 2 | 2 | 2 | [6 empty] | 0 | 0 | 0 | 0 | 0 | [6 empty] | 0 | 0 | 0 | 0 | 0
|  | North Macedonia | No. | 0 | 2 | 2 | 0 | 0 | 0 | 0 | [6 empty] | 2 | 2 | 2 | 2 | 2 | [6 empty] | 0 | 0 | 0 | 0 | 0 | [6 empty] | 0 | 0 | 0 | 0 | 0
|  | Montenegro | No. | 0 | 1 | 1 | 0 | 0 | 0 | 0 | [6 empty] | 1 | 1 | 1 | 1 | 1 | [6 empty] | 0 | 0 | 0 | 0 | 0 | [6 empty] | 0 | 0 | 0 | 0 | 0
|  | Serbia | No. | 0 | 6 | 6 | 0 | 0 | 0 | 0 | [6 empty] | 6 | 6 | 6 | 6 | 6 | [6 empty] | 0 | 0 | 0 | 0 | 0 | [6 empty] | 0 | 0 | 0 | 0 | 0
Turkey
|  | Turkey | No. | 1 | 30 | 18 | 12 | 0 | 0 | 0 | [6 empty] | 23 | 25 | 26 | 28 | 29 | [6 empty] | 2 | 1 | 2 | 1 | 1 | [6 empty] | 0 | 0 | 0 | 0 | 0
3. Split By Company (values before 2016: EU only)
|  | RWE | No. | 0 | 14 | 9 | 5 | 14 | 0 | 0 | 16 | 16 | 16 | 16 | 16 | 16 | 17 | 17 | 16 | 16 | 15 | 0 | 0 | 0 | 0 | 0 | 1 | 0 | 0 | 0 | 0 | 0 | 0 | 0 | 0 | 0 | 0 | 0 | 0 | 1 | 0 | 1 | 1
|  | Enel | No. | 0 | 6 | 0 | 6 | 0 | 0 | 0 | 7 | 7 | 7 | 7 | 7 | 7 | 7 | 7 | 6 | 6 | 6 | 0 | 0 | 0 | 0 | 0 | 0 | 0 | 0 | 0 | 0 | 0 | 0 | 0 | 0 | 0 | 0 | 0 | 0 | 1 | 0 | 0 | 0
|  | EPH | No. | 0 | 12 | 8 | 4 | 6 | 0 | 0 | 14 | 14 | 14 | 14 | 14 | 14 | 14 | 14 | 14 | 13 | 13 | 0 | 0 | 0 | 0 | 0 | 0 | 0 | 0 | 0 | 0 | 0 | 0 | 0 | 0 | 0 | 0 | 0 | 0 | 0 | 1 | 0 | 1
|  | PGE | No. | 0 | 13 | 2 | 11 | 2 | 0 | 0 | 13 | 13 | 13 | 13 | 13 | 13 | 13 | 13 | 13 | 13 | 13 | 0 | 0 | 0 | 0 | 0 | 0 | 0 | 0 | 0 | 0 | 0 | 0 | 0 | 0 | 0 | 0 | 0 | 0 | 0 | 0 | 0 | 0
|  | EDF | No. | 0 | 2 | 0 | 2 | 1 | 0 | 0 | 4 | 4 | 4 | 4 | 4 | 4 | 4 | 4 | 4 | 4 | 3 | 0 | 0 | 0 | 0 | 0 | 0 | 0 | 0 | 0 | 0 | 0 | 0 | 0 | 0 | 0 | 0 | 0 | 0 | 0 | 0 | 1 | 0
|  | Uniper | No. | 0 | 10 | 1 | 9 | 9 | 0 | 0 | 11 | 11 | 11 | 11 | 11 | 11 | 11 | 11 | 10 | 10 | 9 | 0 | 0 | 0 | 0 | 0 | 0 | 1 | 0 | 0 | 0 | 1 | 0 | 0 | 0 | 0 | 0 | 0 | 1 | 1 | 0 | 1 | 0
|  | STEAG | No. | 0 | 7 | 0 | 7 | 6 | 0 | 0 | 10 | 10 | 10 | 10 | 10 | 10 | 10 | 10 | 8 | 7 | 7 | 0 | 0 | 0 | 0 | 0 | 0 | 0 | 0 | 0 | 0 | 0 | 0 | 0 | 0 | 0 | 0 | 0 | 0 | 2 | 1 | 0 | 0
|  | CEZ | No. | 0 | 12 | 9 | 3 | 3 | 0 | 0 | 13 | 13 | 13 | 13 | 13 | 13 | 13 | 13 | 13 | 13 | 13 | 0 | 0 | 0 | 0 | 0 | 0 | 0 | 0 | 0 | 0 | 0 | 0 | 0 | 0 | 0 | 0 | 0 | 0 | 0 | 0 | 0 | 1
|  | Engie | No. | 0 | 0 | 0 | 0 | 0 | 0 | 0 | 2 | 2 | 2 | 2 | 2 | 2 | 2 | 0 | 0 | 0 | 0 | 0 | 0 | 0 | 0 | 0 | 0 | 0 | 0 | 0 | 0 | 0 | 0 | 0 | 0 | 0 | 0 | 0 | 2 | 0 | 0 | 0 | 0
|  | EnBW | No. | 0 | 7 | 0 | 7 | 7 | 0 | 0 | 8 | 8 | 8 | 8 | 8 | 8 | 8 | 8 | 8 | 7 | 7 | 0 | 0 | 0 | 0 | 0 | 0 | 0 | 0 | 0 | 0 | 0 | 0 | 0 | 0 | 0 | 0 | 0 | 0 | 0 | 1 | 0 | 0
|  | Vattenfall | No. | 0 | 3 | 0 | 3 | 3 | 0 | 0 | 5 | 5 | 5 | 5 | 5 | 5 | 6 | 6 | 5 | 5 | 3 | 0 | 0 | 0 | 0 | 0 | 1 | 0 | 0 | 0 | 0 | 0 | 0 | 0 | 0 | 0 | 0 | 0 | 0 | 1 | 0 | 2 | 0
|  | PPC | No. | 1 | 5 | 5 | 0 | 5 | 0 | 0 | 6 | 6 | 6 | 6 | 6 | 6 | 6 | 6 | 6 | 6 | 6 | 0 | 0 | 0 | 0 | 0 | 0 | 0 | 0 | 0 | 0 | 0 | 0 | 0 | 0 | 0 | 0 | 0 | 0 | 0 | 0 | 0 | 1
|  | Tauron | No. | 0 | 9 | 0 | 9 | 4 | 0 | 0 | 9 | 9 | 9 | 9 | 9 | 9 | 9 | 9 | 9 | 9 | 9 | 0 | 0 | 0 | 0 | 0 | 0 | 0 | 0 | 0 | 0 | 0 | 0 | 0 | 0 | 0 | 0 | 0 | 0 | 0 | 0 | 0 | 0
|  | EPS- Elektroprivreda Srbije | No. | 0 | 0 | 0 | 0 | 0 | 0 | 0 | 0 | 0 | 0 | 0 | 0 | 0 | 0 | 0 | 0 | 0 | 0 | 0 | 0 | 0 | 0 | 0 | 0 | 0 | 0 | 0 | 0 | 0 | 0 | 0 | 0 | 0 | 0 | 0 | 0 | 0 | 0 | 0 | 0
|  | CE Oltenia SA | No. | 0 | 4 | 4 | 0 | 0 | 0 | 0 | 4 | 4 | 4 | 4 | 4 | 4 | 4 | 4 | 4 | 4 | 4 | 0 | 0 | 0 | 0 | 0 | 0 | 0 | 0 | 0 | 0 | 0 | 0 | 0 | 0 | 0 | 0 | 0 | 0 | 0 | 0 | 0 | 0
|  | EÜAŞ | No. | 0 | 3 | 3 | 0 | 0 | 0 | 0 | 3 | 3 | 3 | 3 | 3 | 3 | 3 | 3 | 3 | 3 | 3 | 0 | 0 | 0 | 0 | 0 | 0 | 0 | 0 | 0 | 0 | 0 | 0 | 0 | 0 | 0 | 0 | 0 | 0 | 0 | 0 | 0 | 0
|  | Iberdrola | No. | 0 | 1 | 0 | 1 | 1 | 0 | 0 | 3 | 3 | 3 | 3 | 3 | 3 | 3 | 2 | 2 | 2 | 2 | 0 | 0 | 0 | 0 | 0 | 0 | 0 | 0 | 0 | 0 | 0 | 0 | 0 | 0 | 0 | 0 | 0 | 1 | 0 | 0 | 0 | 1
|  | SSE | No. | 0 | 0 | 0 | 0 | 0 | 0 | 0 | 2 | 2 | 2 | 2 | 2 | 2 | 2 | 1 | 1 | 1 | 1 | 0 | 0 | 0 | 0 | 0 | 0 | 0 | 0 | 0 | 0 | 0 | 0 | 0 | 0 | 0 | 0 | 0 | 1 | 0 | 0 | 0 | 1
|  | ENEA | No. | 0 | 3 | 0 | 3 | 0 | 0 | 0 | 3 | 3 | 3 | 3 | 3 | 3 | 3 | 3 | 3 | 3 | 3 | 0 | 0 | 0 | 0 | 0 | 0 | 0 | 0 | 0 | 0 | 0 | 0 | 0 | 0 | 0 | 0 | 0 | 0 | 0 | 0 | 0 | 0
|  | Drax Power plc | No. | 0 | 1 | 0 | 1 | 1 | 0 | 0 | 1 | 1 | 1 | 1 | 1 | 1 | 1 | 1 | 1 | 1 | 1 | 0 | 0 | 0 | 0 | 0 | 0 | 0 | 0 | 0 | 0 | 0 | 0 | 0 | 0 | 0 | 0 | 0 | 0 | 0 | 0 | 0 | 0
|  | EDP | No. | 0 | 2 | 0 | 2 | 0 | 0 | 0 | 3 | 3 | 3 | 3 | 3 | 3 | 3 | 3 | 3 | 3 | 3 | 0 | 0 | 0 | 0 | 0 | 0 | 0 | 0 | 0 | 0 | 0 | 0 | 0 | 0 | 0 | 0 | 0 | 0 | 0 | 0 | 0 | 0
|  | Orsted | No. | 0 | 1 | 0 | 1 | 1 | 0 | 0 | 4 | 4 | 4 | 4 | 4 | 4 | 4 | 2 | 2 | 2 | 2 | 0 | 0 | 0 | 0 | 0 | 0 | 0 | 0 | 0 | 0 | 0 | 0 | 0 | 0 | 0 | 0 | 0 | 2 | 0 | 0 | 0 | 1
|  | ZEPAK | No. | 0 | 3 | 3 | 0 | 3 | 0 | 0 | 4 | 4 | 4 | 4 | 4 | 4 | 4 | 4 | 3 | 3 | 3 | 0 | 0 | 0 | 0 | 0 | 0 | 0 | 0 | 0 | 0 | 0 | 0 | 0 | 0 | 0 | 0 | 0 | 0 | 1 | 0 | 0 | 0
|  | Naturgy | No. | 0 | 0 | 0 | 0 | 0 | 0 | 0 | 4 | 4 | 4 | 4 | 4 | 4 | 4 | 4 | 4 | 3 | 3 | 0 | 0 | 0 | 0 | 0 | 0 | 0 | 0 | 0 | 0 | 0 | 0 | 0 | 0 | 0 | 0 | 0 | 0 | 0 | 1 | 0 | 3
|  | Içdaş | No. | 0 | 4 | 2 | 2 | 0 | 0 | 0 | 3 | 3 | 4 | 4 | 4 | 4 | 4 | 4 | 4 | 4 | 4 | 0 | 1 | 0 | 0 | 0 | 0 | 0 | 0 | 0 | 0 | 0 | 0 | 0 | 0 | 0 | 0 | 0 | 0 | 0 | 0 | 0 | 0
|  | Bulgarian Energy Holding (BEH) | No. | 0 | 1 | 1 | 0 | 0 | 0 | 0 | 1 | 1 | 1 | 1 | 1 | 1 | 1 | 1 | 1 | 1 | 1 | 0 | 0 | 0 | 0 | 0 | 0 | 0 | 0 | 0 | 0 | 0 | 0 | 0 | 0 | 0 | 0 | 0 | 0 | 0 | 0 | 0 | 0
|  | Konya Şeker | No. | 0 | 2 | 2 | 0 | 0 | 0 | 0 | 2 | 2 | 2 | 2 | 2 | 2 | 2 | 2 | 2 | 2 | 2 | 0 | 0 | 0 | 0 | 0 | 0 | 0 | 0 | 0 | 0 | 0 | 0 | 0 | 0 | 0 | 0 | 0 | 0 | 0 | 0 | 0 | 0
|  | Fortum | No. | 0 | 7 | 0 | 7 | 3 | 0 | 0 | 6 | 7 | 7 | 7 | 7 | 7 | 7 | 7 | 7 | 8 | 8 | 1 | 0 | 0 | 0 | 0 | 0 | 0 | 0 | 1 | 0 | 0 | 0 | 0 | 0 | 0 | 0 | 0 | 0 | 0 | 0 | 0 | 1
|  | Eren | No. | 0 | 0 | 0 | 0 | 0 | 0 | 0 | 0 | 0 | 0 | 0 | 0 | 0 | 0 | 0 | 0 | 0 | 0 | 0 | 0 | 0 | 0 | 0 | 0 | 0 | 0 | 0 | 0 | 0 | 0 | 0 | 0 | 0 | 0 | 0 | 0 | 0 | 0 | 0 | 0
|  | HSE | No. | 0 | 1 | 1 | 0 | 0 | 0 | 0 | 2 | 2 | 2 | 2 | 2 | 2 | 2 | 2 | 2 | 1 | 1 | 0 | 0 | 0 | 0 | 0 | 0 | 0 | 0 | 0 | 0 | 0 | 0 | 0 | 0 | 0 | 0 | 0 | 0 | 0 | 1 | 0 | 0
|  | Diler Holding | No. | 0 | 1 | 0 | 1 | 0 | 0 | 0 | 0 | 0 | 0 | 0 | 0 | 1 | 1 | 1 | 1 | 1 | 1 | 0 | 0 | 0 | 0 | 1 | 0 | 0 | 0 | 0 | 0 | 0 | 0 | 0 | 0 | 0 | 0 | 0 | 0 | 0 | 0 | 0 | 0
|  | KEK | No. | 0 | 2 | 2 | 0 | 0 | 0 | 0 | 2 | 2 | 2 | 2 | 2 | 2 | 2 | 2 | 2 | 2 | 2 | 0 | 0 | 0 | 0 | 0 | 0 | 0 | 0 | 0 | 0 | 0 | 0 | 0 | 0 | 0 | 0 | 0 | 0 | 0 | 0 | 0 | 0
|  | Other | No. | 2 | 124 | 51 | 73 | 48 | 0 | 0 | [6 empty] | 142 | 143 | 141 | 140 | 140 | [6 empty] | 0 | 0 | 0 | 0 | 0 | [6 empty] | 0 | 0 | 0 | 0 | 0
# Units | 1. Split By Region
|  | EU | No. | 3 | 529 | 218 | 311 | 214 | 130 | 336 | 790 | 784 | 768 | 734 | 709 | 688 | 648 | 631 | 613 | 605 | 583 | 4 | 4 | 3 | 3 | 3 | 9 | 2 | 2 | 1 | 2 | 3 | 10 | 20 | 37 | 28 | 24 | 49 | 19 | 20 | 9 | 24 | 52
|  | Turkey | No. | 2 | 73 | 52 | 21 | 0 | 0 | 0 | [6 empty] | 60 | 65 | 67 | 69 | 71 | [6 empty] | 5 | 2 | 2 | 2 | 2 | [6 empty] | 0 | 0 | 0 | 0 | 0
|  | Western Balkans | No. | 1 | 37 | 37 | 0 | 0 | 0 | 3 | [6 empty] | 36 | 37 | 37 | 37 | 37 | [6 empty] | 1 | 0 | 0 | 0 | 0 | [6 empty] | 0 | 0 | 0 | 0 | 0
2. Split By Country
EU Countries
|  | Austria | No. | 0 | 0 | 0 | 0 | 0 | 3 | 9 | 7 | 6 | 4 | 4 | 4 | 4 | 3 | 2 | 2 | 2 | 1 | 0 | 0 | 0 | 0 | 0 | 0 | 0 | 0 | 0 | 0 | 0 | 1 | 2 | 0 | 0 | 0 | 1 | 1 | 0 | 0 | 1 | 1
|  | Belgium | No. | 0 | 0 | 0 | 0 | 0 | 2 | 13 | 7 | 5 | 5 | 5 | 2 | 2 | 2 | 0 | 0 | 0 | 0 | 0 | 0 | 0 | 0 | 0 | 0 | 0 | 0 | 0 | 0 | 0 | 2 | 0 | 0 | 3 | 0 | 0 | 2 | 0 | 0 | 0 | 0
|  | Bulgaria | No. | 0 | 36 | 28 | 8 | 0 | 0 | 8 | 39 | 39 | 41 | 41 | 40 | 39 | 35 | 35 | 36 | 36 | 36 | 0 | 2 | 0 | 0 | 0 | 0 | 0 | 1 | 0 | 0 | 0 | 0 | 0 | 0 | 1 | 1 | 4 | 0 | 0 | 0 | 0 | 0
|  | Croatia | No. | 0 | 2 | 0 | 2 | 0 | 0 | 0 | 2 | 2 | 2 | 2 | 2 | 2 | 2 | 2 | 2 | 2 | 2 | 0 | 0 | 0 | 0 | 0 | 0 | 0 | 0 | 0 | 0 | 0 | 0 | 0 | 0 | 0 | 0 | 0 | 0 | 0 | 0 | 0 | 0
|  | Czech Republic | No. | 0 | 98 | 83 | 15 | 10 | 16 | 21 | 116 | 116 | 115 | 115 | 115 | 113 | 113 | 111 | 110 | 110 | 109 | 0 | 0 | 0 | 0 | 1 | 0 | 0 | 0 | 0 | 0 | 1 | 0 | 1 | 0 | 0 | 3 | 0 | 2 | 1 | 0 | 1 | 11
|  | Denmark | No. | 0 | 3 | 0 | 3 | 3 | 8 | 12 | 14 | 13 | 13 | 12 | 12 | 11 | 11 | 7 | 7 | 7 | 7 | 0 | 0 | 0 | 0 | 0 | 0 | 0 | 0 | 0 | 0 | 0 | 1 | 0 | 1 | 0 | 1 | 0 | 4 | 0 | 0 | 0 | 4
|  | Finland | No. | 0 | 10 | 0 | 10 | 10 | 4 | 10 | 19 | 19 | 19 | 19 | 18 | 14 | 14 | 14 | 12 | 12 | 11 | 0 | 0 | 0 | 0 | 0 | 0 | 0 | 0 | 0 | 0 | 0 | 0 | 0 | 0 | 1 | 4 | 0 | 0 | 2 | 0 | 1 | 1
|  | France | No. | 0 | 6 | 0 | 6 | 2 | 6 | 23 | 27 | 27 | 28 | 28 | 23 | 22 | 12 | 12 | 12 | 12 | 10 | 0 | 1 | 0 | 0 | 0 | 0 | 0 | 0 | 0 | 0 | 0 | 0 | 0 | 0 | 5 | 1 | 10 | 0 | 0 | 0 | 2 | 3
|  | Germany | No. | 0 | 123 | 46 | 77 | 123 | 26 | 74 | 178 | 179 | 174 | 157 | 153 | 148 | 148 | 144 | 135 | 129 | 125 | 1 | 0 | 3 | 2 | 2 | 5 | 0 | 0 | 0 | 0 | 1 | 0 | 5 | 20 | 6 | 7 | 5 | 4 | 9 | 6 | 4 | 3
|  | Greece | No. | 1 | 10 | 10 | 0 | 10 | 4 | 12 | 22 | 21 | 19 | 19 | 17 | 15 | 14 | 14 | 14 | 14 | 12 | 0 | 0 | 0 | 0 | 0 | 0 | 0 | 0 | 0 | 0 | 0 | 1 | 2 | 0 | 2 | 2 | 1 | 0 | 0 | 0 | 2 | 2
|  | Hungary | No. | 0 | 9 | 5 | 4 | 5 | 0 | 13 | 19 | 19 | 11 | 9 | 9 | 9 | 9 | 9 | 9 | 9 | 9 | 0 | 0 | 0 | 0 | 0 | 0 | 0 | 0 | 0 | 0 | 0 | 0 | 8 | 2 | 0 | 0 | 0 | 0 | 0 | 0 | 0 | 0
|  | Ireland | No. | 0 | 3 | 0 | 3 | 0 | 0 | 0 | 3 | 3 | 3 | 3 | 3 | 3 | 3 | 3 | 3 | 3 | 3 | 0 | 0 | 0 | 0 | 0 | 0 | 0 | 0 | 0 | 0 | 0 | 0 | 0 | 0 | 0 | 0 | 0 | 0 | 0 | 0 | 0 | 0
|  | Italy | No. | 0 | 21 | 0 | 21 | 0 | 5 | 9 | 28 | 30 | 30 | 30 | 30 | 28 | 26 | 24 | 23 | 23 | 23 | 2 | 0 | 0 | 0 | 0 | 0 | 0 | 0 | 0 | 0 | 0 | 0 | 0 | 0 | 0 | 2 | 2 | 2 | 1 | 0 | 0 | 2
|  | Netherlands | No. | 0 | 5 | 0 | 5 | 5 | 3 | 6 | 7 | 7 | 7 | 7 | 7 | 7 | 7 | 8 | 6 | 6 | 5 | 0 | 0 | 0 | 0 | 0 | 3 | 1 | 0 | 0 | 0 | 0 | 0 | 0 | 0 | 0 | 0 | 3 | 0 | 2 | 0 | 1 | 0
|  | Poland | No. | 2 | 153 | 24 | 129 | 37 | 17 | 45 | 184 | 184 | 184 | 178 | 175 | 173 | 163 | 162 | 158 | 159 | 159 | 1 | 1 | 0 | 1 | 0 | 0 | 1 | 1 | 1 | 2 | 1 | 1 | 1 | 6 | 4 | 2 | 10 | 2 | 5 | 0 | 2 | 8
|  | Portugal | No. | 0 | 2 | 0 | 2 | 2 | 4 | 4 | 6 | 6 | 6 | 6 | 6 | 6 | 6 | 6 | 6 | 6 | 6 | 0 | 0 | 0 | 0 | 0 | 0 | 0 | 0 | 0 | 0 | 0 | 0 | 0 | 0 | 0 | 0 | 0 | 0 | 0 | 0 | 0 | 0
|  | Romania | No. | 0 | 21 | 14 | 7 | 0 | 7 | 25 | 41 | 40 | 40 | 39 | 38 | 38 | 28 | 28 | 28 | 28 | 21 | 0 | 0 | 0 | 0 | 0 | 0 | 0 | 0 | 0 | 0 | 0 | 1 | 0 | 1 | 1 | 0 | 10 | 0 | 0 | 0 | 7 | 0
|  | Slovakia | No. | 0 | 9 | 6 | 3 | 2 | 3 | 10 | 17 | 15 | 15 | 15 | 14 | 14 | 12 | 12 | 12 | 12 | 11 | 0 | 0 | 0 | 0 | 0 | 0 | 0 | 0 | 0 | 0 | 0 | 2 | 0 | 0 | 1 | 0 | 2 | 0 | 0 | 0 | 1 | 2
|  | Slovenia | No. | 0 | 5 | 2 | 3 | 2 | 2 | 8 | 11 | 10 | 10 | 10 | 7 | 6 | 7 | 7 | 7 | 5 | 5 | 0 | 0 | 0 | 0 | 0 | 1 | 0 | 0 | 0 | 0 | 0 | 1 | 0 | 0 | 3 | 1 | 0 | 0 | 0 | 2 | 0 | 0
|  | Spain | No. | 0 | 13 | 0 | 13 | 3 | 19 | 33 | 42 | 42 | 41 | 34 | 33 | 33 | 32 | 30 | 30 | 29 | 27 | 0 | 0 | 0 | 0 | 0 | 0 | 0 | 0 | 0 | 0 | 0 | 0 | 1 | 7 | 1 | 0 | 1 | 2 | 0 | 1 | 2 | 14
|  | Sweden | No. | 0 | 0 | 0 | 0 | 0 | 1 | 1 | 1 | 1 | 1 | 1 | 1 | 1 | 1 | 1 | 1 | 1 | 1 | 0 | 0 | 0 | 0 | 0 | 0 | 0 | 0 | 0 | 0 | 0 | 0 | 0 | 0 | 0 | 0 | 0 | 0 | 0 | 0 | 0 | 1
|  | United Kingdom | No. | 0 | 12 | 0 | 12 | 8 | 27 | 52 | 64 | 64 | 59 | 55 | 46 | 42 | 39 | 30 | 28 | 23 | 18 | 0 | 0 | 0 | 0 | 0 | 0 | 0 | 0 | 0 | 0 | 0 | 0 | 5 | 4 | 9 | 4 | 3 | 9 | 2 | 5 | 5 | 6
| Western Balkans | [20 empty] | 0 | 0 | 0 | 0 | 0 | 0 | 0 | 0 | 0 | 0 | 0
|  | Albania | No. | 0 | 0 | 0 | 0 | 0 | 0 | 0 | [6 empty] | 0 | 0 | 0 | 0 | 0 | [6 empty] | 0 | 0 | 0 | 0 | 0 | [6 empty] | 0 | 0 | 0 | 0 | 0
|  | Bosnia & Herzegovina | No. | 0 | 10 | 10 | 0 | 0 | 0 | 0 | [6 empty] | 9 | 10 | 10 | 10 | 10 | [6 empty] | 1 | 0 | 0 | 0 | 0 | [6 empty] | 0 | 0 | 0 | 0 | 0
|  | Kosovo | No. | 0 | 5 | 5 | 0 | 0 | 0 | 2 | [6 empty] | 5 | 5 | 5 | 5 | 5 | [6 empty] | 0 | 0 | 0 | 0 | 0 | [6 empty] | 0 | 0 | 0 | 0 | 0
|  | North Macedonia | No. | 0 | 4 | 4 | 0 | 0 | 0 | 0 | [6 empty] | 4 | 4 | 4 | 4 | 4 | [6 empty] | 0 | 0 | 0 | 0 | 0 | [6 empty] | 0 | 0 | 0 | 0 | 0
|  | Montenegro | No. | 0 | 1 | 1 | 0 | 0 | 0 | 0 | [6 empty] | 1 | 1 | 1 | 1 | 1 | [6 empty] | 0 | 0 | 0 | 0 | 0 | [6 empty] | 0 | 0 | 0 | 0 | 0
|  | Serbia | No. | 1 | 17 | 17 | 0 | 0 | 0 | 1 | [6 empty] | 17 | 17 | 17 | 17 | 17 | [6 empty] | 0 | 0 | 0 | 0 | 0 | [6 empty] | 0 | 0 | 0 | 0 | 0
| Turkey | [26 empty] | 0 | 0 | 0 | 0 | 0
|  | Turkey | No. | 2 | 73 | 52 | 21 | 0 | 0 | 0 | [6 empty] | 60 | 65 | 67 | 69 | 71 | [6 empty] | 5 | 2 | 2 | 2 | 2 | [6 empty] | 0 | 0 | 0 | 0 | 0
3. Split By Company (values before 2016: EU only)
|  | RWE | No. | 0 | 32 | 23 | 9 | 32 | 8 | 38 | 63 | 63 | 55 | 45 | 41 | 42 | 40 | 39 | 37 | 37 | 36 | 0 | 0 | 2 | 0 | 1 | 4 | 0 | 0 | 0 | 0 | 0 | 0 | 8 | 12 | 4 | 0 | 6 | 1 | 2 | 0 | 1 | 4
|  | Enel | No. | 0 | 15 | 0 | 15 | 0 | 2 | 6 | 19 | 21 | 21 | 21 | 21 | 19 | 17 | 17 | 16 | 16 | 16 | 2 | 0 | 0 | 0 | 0 | 0 | 0 | 0 | 0 | 0 | 0 | 0 | 0 | 0 | 0 | 2 | 2 | 0 | 1 | 0 | 0 | 1
|  | EPH | No. | 0 | 43 | 35 | 8 | 18 | 5 | 16 | 56 | 54 | 54 | 55 | 53 | 53 | 48 | 48 | 48 | 44 | 44 | 0 | 0 | 1 | 0 | 0 | 0 | 0 | 0 | 0 | 0 | 0 | 2 | 0 | 0 | 2 | 0 | 5 | 0 | 0 | 4 | 0 | 1
|  | PGE | No. | 1 | 58 | 18 | 40 | 7 | 3 | 12 | 67 | 66 | 67 | 65 | 63 | 62 | 59 | 59 | 59 | 59 | 60 | 0 | 1 | 0 | 0 | 0 | 0 | 0 | 0 | 0 | 2 | 0 | 1 | 0 | 2 | 2 | 1 | 3 | 0 | 0 | 0 | 1 | 2
|  | EDF | No. | 0 | 6 | 0 | 6 | 4 | 5 | 16 | 21 | 21 | 21 | 21 | 17 | 16 | 11 | 11 | 11 | 11 | 7 | 0 | 0 | 0 | 0 | 0 | 0 | 0 | 0 | 0 | 0 | 0 | 0 | 0 | 0 | 4 | 1 | 5 | 0 | 0 | 0 | 4 | 0
|  | Uniper | No. | 0 | 14 | 2 | 12 | 10 | 5 | 35 | 44 | 44 | 41 | 33 | 26 | 22 | 17 | 16 | 14 | 14 | 13 | 0 | 0 | 0 | 0 | 0 | 0 | 1 | 0 | 0 | 0 | 1 | 0 | 3 | 8 | 7 | 4 | 5 | 2 | 2 | 0 | 1 | 0
|  | STEAG | No. | 0 | 10 | 0 | 10 | 8 | 7 | 9 | 18 | 18 | 18 | 18 | 19 | 17 | 17 | 17 | 12 | 10 | 10 | 0 | 0 | 0 | 1 | 0 | 0 | 0 | 0 | 0 | 0 | 0 | 0 | 0 | 0 | 0 | 2 | 0 | 0 | 5 | 2 | 0 | 0
|  | CEZ | No. | 0 | 39 | 31 | 8 | 6 | 14 | 17 | 53 | 53 | 53 | 53 | 53 | 52 | 52 | 50 | 49 | 49 | 48 | 0 | 0 | 0 | 0 | 0 | 0 | 0 | 0 | 0 | 0 | 1 | 0 | 0 | 0 | 0 | 1 | 0 | 2 | 1 | 0 | 1 | 10
|  | Engie | No. | 0 | 0 | 0 | 0 | 0 | 4 | 16 | 10 | 8 | 8 | 8 | 5 | 5 | 4 | 0 | 0 | 0 | 0 | 0 | 0 | 0 | 0 | 0 | 0 | 0 | 0 | 0 | 0 | 0 | 2 | 0 | 0 | 3 | 0 | 1 | 4 | 0 | 0 | 0 | 0
|  | EnBW | No. | 0 | 18 | 1 | 17 | 18 | 1 | 1 | 18 | 18 | 18 | 18 | 18 | 19 | 19 | 19 | 19 | 18 | 18 | 0 | 0 | 0 | 0 | 1 | 0 | 0 | 0 | 0 | 0 | 0 | 0 | 0 | 0 | 0 | 0 | 0 | 0 | 0 | 1 | 0 | 0
|  | Vattenfall | No. | 0 | 5 | 0 | 5 | 5 | 3 | 3 | 6 | 6 | 6 | 6 | 6 | 6 | 8 | 8 | 7 | 7 | 5 | 0 | 0 | 0 | 0 | 0 | 2 | 0 | 0 | 0 | 0 | 0 | 0 | 0 | 0 | 0 | 0 | 0 | 0 | 1 | 0 | 2 | 0
|  | PPC | No. | 1 | 10 | 10 | 0 | 10 | 4 | 12 | 22 | 21 | 19 | 19 | 17 | 15 | 14 | 14 | 14 | 14 | 12 | 0 | 0 | 0 | 0 | 0 | 0 | 0 | 0 | 0 | 0 | 0 | 1 | 2 | 0 | 2 | 2 | 1 | 0 | 0 | 0 | 2 | 2
|  | Tauron | No. | 0 | 32 | 0 | 32 | 10 | 2 | 9 | 36 | 36 | 36 | 35 | 34 | 33 | 32 | 31 | 31 | 31 | 31 | 0 | 0 | 0 | 1 | 0 | 0 | 1 | 0 | 0 | 0 | 1 | 0 | 0 | 1 | 2 | 1 | 1 | 2 | 0 | 0 | 0 | 0
|  | EPS- Elektroprivreda Srbije | No. | 0 | 0 | 0 | 0 | 0 | 0 | 0 | 0 | 0 | 0 | 0 | 0 | 0 | 0 | 0 | 0 | 0 | 0 | 0 | 0 | 0 | 0 | 0 | 0 | 0 | 0 | 0 | 0 | 0 | 0 | 0 | 0 | 0 | 0 | 0 | 0 | 0 | 0 | 0 | 0
|  | CE Oltenia SA | No. | 0 | 12 | 12 | 0 | 0 | 2 | 3 | 14 | 14 | 14 | 14 | 14 | 14 | 14 | 14 | 14 | 14 | 12 | 0 | 0 | 0 | 0 | 0 | 0 | 0 | 0 | 0 | 0 | 0 | 0 | 0 | 0 | 0 | 0 | 0 | 0 | 0 | 0 | 2 | 0
|  | EÜAŞ | No. | 0 | 10 | 10 | 0 | 0 | 0 | 0 | 10 | 10 | 10 | 10 | 10 | 10 | 10 | 10 | 10 | 10 | 10 | 0 | 0 | 0 | 0 | 0 | 0 | 0 | 0 | 0 | 0 | 0 | 0 | 0 | 0 | 0 | 0 | 0 | 0 | 0 | 0 | 0 | 0
|  | Iberdrola | No. | 0 | 1 | 0 | 1 | 1 | 6 | 13 | 14 | 14 | 14 | 11 | 7 | 7 | 7 | 3 | 3 | 3 | 3 | 0 | 0 | 0 | 0 | 0 | 0 | 0 | 0 | 0 | 0 | 0 | 0 | 0 | 3 | 4 | 0 | 0 | 4 | 0 | 0 | 0 | 2
|  | SSE | No. | 0 | 0 | 0 | 0 | 0 | 6 | 8 | 8 | 8 | 8 | 8 | 8 | 6 | 6 | 4 | 4 | 4 | 3 | 0 | 0 | 0 | 0 | 0 | 0 | 0 | 0 | 0 | 0 | 0 | 0 | 0 | 0 | 0 | 2 | 0 | 2 | 0 | 0 | 1 | 3
|  | ENEA | No. | 0 | 20 | 0 | 20 | 0 | 0 | 2 | 21 | 21 | 20 | 19 | 19 | 19 | 19 | 19 | 20 | 20 | 20 | 0 | 0 | 0 | 0 | 0 | 0 | 0 | 1 | 0 | 0 | 0 | 0 | 1 | 1 | 0 | 0 | 0 | 0 | 0 | 0 | 0 | 0
|  | Drax Power plc | No. | 0 | 2 | 0 | 2 | 2 | 2 | 4 | 6 | 6 | 6 | 6 | 5 | 4 | 4 | 3 | 3 | 2 | 2 | 0 | 0 | 0 | 0 | 0 | 0 | 0 | 0 | 0 | 0 | 0 | 0 | 0 | 0 | 1 | 1 | 0 | 1 | 0 | 1 | 0 | 0
|  | EDP | No. | 0 | 3 | 0 | 3 | 0 | 4 | 6 | 8 | 8 | 8 | 8 | 8 | 8 | 7 | 7 | 7 | 7 | 7 | 0 | 0 | 0 | 0 | 0 | 0 | 0 | 0 | 0 | 0 | 0 | 0 | 0 | 0 | 0 | 0 | 1 | 0 | 0 | 0 | 0 | 0
|  | Orsted | No. | 0 | 1 | 0 | 1 | 1 | 6 | 8 | 8 | 8 | 8 | 7 | 7 | 7 | 7 | 4 | 4 | 4 | 4 | 0 | 0 | 0 | 0 | 0 | 0 | 0 | 0 | 0 | 0 | 0 | 0 | 0 | 1 | 0 | 0 | 0 | 3 | 0 | 0 | 0 | 3
|  | ZEPAK | No. | 0 | 6 | 6 | 0 | 6 | 10 | 10 | 16 | 16 | 16 | 16 | 16 | 16 | 16 | 16 | 11 | 11 | 10 | 0 | 0 | 0 | 0 | 0 | 0 | 0 | 0 | 0 | 0 | 0 | 0 | 0 | 0 | 0 | 0 | 0 | 0 | 5 | 0 | 1 | 4
|  | Naturgy | No. | 0 | 0 | 0 | 0 | 0 | 7 | 7 | 7 | 7 | 7 | 7 | 7 | 7 | 7 | 6 | 6 | 5 | 5 | 0 | 0 | 0 | 0 | 0 | 0 | 0 | 0 | 0 | 0 | 0 | 0 | 0 | 0 | 0 | 0 | 0 | 1 | 0 | 1 | 0 | 5
|  | Içdaş | No. | 0 | 10 | 5 | 5 | 0 | 0 | 0 | 8 | 8 | 9 | 9 | 9 | 10 | 10 | 10 | 10 | 10 | 10 | 0 | 1 | 0 | 0 | 1 | 0 | 0 | 0 | 0 | 0 | 0 | 0 | 0 | 0 | 0 | 0 | 0 | 0 | 0 | 0 | 0 | 0
|  | Bulgarian Energy Holding (BEH) | No. | 0 | 8 | 8 | 0 | 0 | 0 | 0 | 8 | 8 | 8 | 8 | 8 | 8 | 8 | 8 | 8 | 8 | 8 | 0 | 0 | 0 | 0 | 0 | 0 | 0 | 0 | 0 | 0 | 0 | 0 | 0 | 0 | 0 | 0 | 0 | 0 | 0 | 0 | 0 | 0
|  | Konya Şeker | No. | 0 | 9 | 9 | 0 | 0 | 0 | 0 | 9 | 9 | 9 | 9 | 9 | 9 | 9 | 9 | 9 | 9 | 9 | 0 | 0 | 0 | 0 | 0 | 0 | 0 | 0 | 0 | 0 | 0 | 0 | 0 | 0 | 0 | 0 | 0 | 0 | 0 | 0 | 0 | 0
|  | Fortum | No. | 0 | 11 | 0 | 11 | 5 | 2 | 6 | 15 | 16 | 16 | 16 | 16 | 12 | 12 | 12 | 12 | 13 | 13 | 1 | 0 | 0 | 0 | 0 | 0 | 0 | 0 | 1 | 0 | 0 | 0 | 0 | 0 | 0 | 4 | 0 | 0 | 0 | 0 | 0 | 2
|  | Eren | No. | 0 | 0 | 0 | 0 | 0 | 0 | 0 | 0 | 0 | 0 | 0 | 0 | 0 | 0 | 0 | 0 | 0 | 0 | 0 | 0 | 0 | 0 | 0 | 0 | 0 | 0 | 0 | 0 | 0 | 0 | 0 | 0 | 0 | 0 | 0 | 0 | 0 | 0 | 0 | 0
|  | HSE | No. | 0 | 2 | 2 | 0 | 0 | 2 | 8 | 8 | 7 | 7 | 7 | 4 | 3 | 4 | 4 | 4 | 2 | 2 | 0 | 0 | 0 | 0 | 0 | 1 | 0 | 0 | 0 | 0 | 0 | 1 | 0 | 0 | 3 | 1 | 0 | 0 | 0 | 2 | 0 | 0
|  | Diler Holding | No. | 0 | 2 | 0 | 2 | 0 | 0 | 0 | 0 | 0 | 0 | 0 | 0 | 2 | 2 | 2 | 2 | 2 | 2 | 0 | 0 | 0 | 0 | 2 | 0 | 0 | 0 | 0 | 0 | 0 | 0 | 0 | 0 | 0 | 0 | 0 | 0 | 0 | 0 | 0 | 0
|  | KEK | No. | 0 | 5 | 5 | 0 | 0 | 0 | 2 | 5 | 5 | 5 | 5 | 5 | 5 | 5 | 5 | 5 | 5 | 5 | 0 | 0 | 0 | 0 | 0 | 0 | 0 | 0 | 0 | 0 | 0 | 0 | 0 | 0 | 0 | 0 | 0 | 0 | 0 | 0 | 0 | 0
|  | Other | No. | 4 | 267 | 130 | 137 | 79 | 47 | 124 | [6 empty] | 298 | 298 | 296 | 295 | 284 | [6 empty] | 6 | 3 | 2 | 2 | 2 | [6 empty] | 6 | 5 | 3 | 13 | 19

## Plant
Plant Data | [16 empty] | CO2 emissions (EU only) | [15 empty] | SO2 emissions | [9 empty] | NOx emissions | [9 empty] | PM10 (dust) emissions | [9 empty] | Mercury emissions (Hg to air and water) | [9 empty] | Health impact in 2016 (modelled)
EBC plant ID | Plant name | Country | Region | Fuel type | Owner | Latitude | Longitude | Commissioning year of first unit | (Announced) Retirement year of last unit | Date of retirement announcement | Covered by country phase-out? [if yes: country phase-out year] | Plant status (gross) | Coal units open | Coal units under construction | Coal capacity open | Coal capacity under construction | 2005 | 2006 | 2007 | 2008 | 2009 | 2010 | 2011 | 2012 | 2013 | 2014 | 2015 | 2016 | 2017 | 2018 | 2019 | 2020 | 2010 | 2011 | 2012 | 2013 | 2014 | 2015 | 2016 | 2017 | 2018 | 2019 | 2010 | 2011 | 2012 | 2013 | 2014 | 2015 | 2016 | 2017 | 2018 | 2019 | 2010 | 2011 | 2012 | 2013 | 2014 | 2015 | 2016 | 2017 | 2018 | 2019 | 2010 | 2011 | 2012 | 2013 | 2014 | 2015 | 2016 | 2017 | 2018 | 2019 | Premature deaths | Chronic bronchitis (adults only) | Hospital admissions | Lost working days | Asthma attacks in children | Health costs, median | Health costs, high
[13 empty] | No. | No. | MW_el_gross | MW_el_gross | [56 empty] | No. | No. | No. | No. | No. | Euro2016 | Euro2016 | bar: CO2 emissions (EU only) 2005 to Mercury emissions (Hg to air and water) 2019
European Coal Plant Database (status: 20 Apr 2021) | [16 empty] | CO2 emissions (EU only) 2005: EUTL; SO2 emissions 2010: LCPD/EPRTR; NOx emissions 2010: LCPD/EPRTR; PM10 (dust) emissions 2010: LCPD/EPRTR; Mercury emissions (Hg to air and water) 2010: LCPD | Modelled as described (cf. readme sheet)
AT-7 | St Andrae | Austria | EU+UK | lignite | Verbund | 46.75 | 14.8167 | 1996 | 2011 |  |  | Retired |  |  |  |  | CO2 emissions (EU only) 2005: 1544; CO2 emissions (EU only) 2006: 853; CO2 emissions (EU only) 2007: 4; CO2 emissions (EU only) 2008: 14
AT-8 | Riedersbach | Austria | EU+UK | hard coal | Energie AG | 48.0333 | 12.8333 | 1969 | 2016 | 2016-03-23 |  | Retired |  |  |  |  | CO2 emissions (EU only) 2005: 707404; CO2 emissions (EU only) 2006: 730870; CO2 emissions (EU only) 2007: 585664; CO2 emissions (EU only) 2008: 730397; CO2 emissions (EU only) 2009: 342118; CO2 emissions (EU only) 2010: 310019; CO2 emissions (EU only) 2011: 253226; CO2 emissions (EU only) 2012: 208067; CO2 emissions (EU only) 2013: 206401; CO2 emissions (EU only) 2014: 236873; CO2 emissions (EU only) 2015: 270681; CO2 emissions (EU only) 2016: 203045
AT-9 | Timelkam | Austria | EU+UK | hard coal | Verbund | 48.0108 | 13.5891 | 1962 | 2008 |  |  | Retired |  |  |  |  | CO2 emissions (EU only) 2005: 400312; CO2 emissions (EU only) 2006: 293380; CO2 emissions (EU only) 2007: 359929; CO2 emissions (EU only) 2008: 275955; NOx emissions 2010: 153; NOx emissions 2011: 128; NOx emissions 2012: 42; NOx emissions 2013: 7; NOx emissions 2014: 1; NOx emissions 2015: 49
AT-10 | Voitsberg | Austria | EU+UK | lignite | Verbund | 47.0475 | 15.1603 | 1983 | 2006 |  |  | Retired |  |  |  |  | CO2 emissions (EU only) 2009: 527; CO2 emissions (EU only) 2010: 428; CO2 emissions (EU only) 2011: 176; CO2 emissions (EU only) 2012: 219
AT-11 | Mellach | Austria | EU+UK | hard coal | Verbund | 46.9117 | 15.4883 | 1986 | 2020 | 2017-10-17 |  | Retired |  |  |  |  | CO2 emissions (EU only) 2005: 1021252; CO2 emissions (EU only) 2006: 1122765; CO2 emissions (EU only) 2007: 1188241; CO2 emissions (EU only) 2008: 1221750; CO2 emissions (EU only) 2009: 1038959; CO2 emissions (EU only) 2010: 1115073; CO2 emissions (EU only) 2011: 1143992; CO2 emissions (EU only) 2012: 1099747; CO2 emissions (EU only) 2013: 903244; CO2 emissions (EU only) 2014: 852887; CO2 emissions (EU only) 2015: 869484; CO2 emissions (EU only) 2016: 772576; CO2 emissions (EU only) 2017: 809346; CO2 emissions (EU only) 2018: 742168; CO2 emissions (EU only) 2019: 706836; CO2 emissions (EU only) 2020: 371094; SO2 emissions 2010: 62; SO2 emissions 2011: 46; SO2 emissions 2012: 1; SO2 emissions 2013: 13; SO2 emissions 2014: 2; NOx emissions 2010: 71; NOx emissions 2011: 44; NOx emissions 2012: 118; NOx emissions 2013: 59; NOx emissions 2014: 20; NOx emissions 2015: 74; NOx emissions 2016: 496; NOx emissions 2017: 605; PM10 (dust) emissions 2010: 3; PM10 (dust) emissions 2011: 2
AT-12 | Duernrohr | Austria | EU+UK | hard coal | Verbund | 48.3261 | 15.9233 | 1985 | 2019 | 2017-10-31 |  | Retired |  |  |  |  | 2782689 | 2962180 | 2964533 | 2403723 | 1650931 | 2480752 | 2888611 | 2179720 | 2223583 | 1237027 | 1219600 | 643403 | 565981 | 647794 | 495510 |  | 498 | 531 | 456 | 448 | 249 | 289 | 141.96 | 124.878 |  |  | 1366 | 1563 | 1169 | 1160 | 643 | 606 | 335.06 | 383.493 |  |  | 155 | 164 | 139 | 144 | 78 | 62 | 27.71 | 24.376 | [12 empty] | 6 | 3 | 5 | 2102 | 106 | 9542 | 18295
BA-1 | Gacko | Bosnia & Herzegovina | Western Balkans | lignite | Elektroprivreda Republike Srpske (MH ERS) | 43.1721 | 18.5116 | 1983 |  |  |  | Open | 1 |  | 300 |  | SO2 emissions 2015: 15964.71; SO2 emissions 2016: 22620; SO2 emissions 2017: 22620; NOx emissions 2015: 3399.9; NOx emissions 2016: 5627; NOx emissions 2017: 5627; PM10 (dust) emissions 2015: 4369; PM10 (dust) emissions 2016: 4125; PM10 (dust) emissions 2017: 4125 | 158 | 83 | 115 | 46306 | 3371 | 189997 | 359334
BA-2 | Kakanj | Bosnia & Herzegovina | Western Balkans | lignite | EPBiH | 44.0896 | 18.1139 | 1969 |  |  |  | Open | 3 |  | 450 |  | CO2 emissions (EU only) 2018: 2573715; SO2 emissions 2015: 63274; SO2 emissions 2016: 75410; SO2 emissions 2017: 75410; NOx emissions 2015: 6156; NOx emissions 2016: 7385; NOx emissions 2017: 7385; PM10 (dust) emissions 2015: 688; PM10 (dust) emissions 2016: 688; PM10 (dust) emissions 2017: 688 | 390 | 201 | 309 | 116864 | 8494 | 471600 | 890668
BA-3 | Stanari | Bosnia & Herzegovina | Western Balkans | lignite | EFT | 44.7593 | 17.8232 | 2016 |  |  |  | Open | 1 |  | 300 |  | SO2 emissions 2016: 1268; SO2 emissions 2017: 1268; NOx emissions 2016: 1249; NOx emissions 2017: 1249 | 11 | 6 | 9 | 2998 | 233 | 13039 | 24729
BA-4 | Tuzla | Bosnia & Herzegovina | Western Balkans | lignite | EPBiH | 44.521 | 18.6064 | 1966 |  |  |  | Open | 4 |  | 723 |  | CO2 emissions (EU only) 2018: 3054202; SO2 emissions 2015: 61896; SO2 emissions 2016: 53156; SO2 emissions 2017: 53156; NOx emissions 2015: 5752; NOx emissions 2016: 4057; NOx emissions 2017: 4057; PM10 (dust) emissions 2015: 966; PM10 (dust) emissions 2016: 966; PM10 (dust) emissions 2017: 966 | 274 | 141 | 215 | 82285 | 5961 | 331132 | 625295
BA-5 | Ugljevik | Bosnia & Herzegovina | Western Balkans | lignite | Elektroprivreda Republike Srpske (MH ERS) | 44.6822 | 18.9674 | 1985 |  |  |  | Open | 1 |  | 300 |  | SO2 emissions 2015: 139929.15; SO2 emissions 2016: 127524; SO2 emissions 2017: 127524; NOx emissions 2015: 3843.36; NOx emissions 2016: 3723; NOx emissions 2017: 3723; PM10 (dust) emissions 2015: 2483; PM10 (dust) emissions 2016: 2549; PM10 (dust) emissions 2017: 2549 | 635 | 328 | 494 | 192236 | 13845 | 768525 | 1450693
BA-6 | Banovici Power Station | Bosnia & Herzegovina | Western Balkans | lignite | RMU Banovici | 44.4 | 18.5333 |  |  |  |  | Planned
BA-7 | Bugojno Thermal Power Project | Bosnia & Herzegovina | Western Balkans | lignite | Elektroprivreda BiH | 44.05 | 17.45 |  |  |  |  | Planned
BA-8 | Gacko Thermal Power Plant | Bosnia & Herzegovina | Western Balkans | lignite | Elektroprivreda Republike Srpske (ERS) | 43.1723 | 18.5127 |  |  |  |  | Planned
BA-9 | Ugljevik-3 power station | Bosnia & Herzegovina | Western Balkans | lignite | Comsar Energy | 44.6834 | 18.9685 |  |  |  |  | Planned
BA-10 | Kongora Thermal Power Plant | Bosnia & Herzegovina | Western Balkans | lignite | Elektroprivreda HZHB | 43.6461 | 17.3314 |  |  |  |  | Cancelled
BA-11 | Kamengrad Thermal Power Plant | Bosnia & Herzegovina | Western Balkans | lignite | RMU Kamengrad | 44.7667 | 16.6667 |  |  |  |  | Planned
BE-10 | Awirs | Belgium | EU+UK | hard coal | Engie | 50.5864 | 5.4226 | 1967 | 2006 |  |  | Retired |  |  |  |  | SO2 emissions 2010: 3; SO2 emissions 2011: 11; SO2 emissions 2012: 11; SO2 emissions 2013: 13; SO2 emissions 2014: 8; SO2 emissions 2015: 9; NOx emissions 2010: 413; NOx emissions 2011: 253; NOx emissions 2012: 295; NOx emissions 2013: 242; NOx emissions 2014: 83; NOx emissions 2015: 187; PM10 (dust) emissions 2010: 26; PM10 (dust) emissions 2011: 23; PM10 (dust) emissions 2012: 20; PM10 (dust) emissions 2013: 33; PM10 (dust) emissions 2014: 9; PM10 (dust) emissions 2015: 28
BE-12 | Genk-Langerlo | Belgium | EU+UK | hard coal | Uniper | 50.9368 | 5.4927 | 1975 | 2016 | 2016-03-31 |  | Retired |  |  |  |  | CO2 emissions (EU only) 2005: 2423106; CO2 emissions (EU only) 2006: 2177699; CO2 emissions (EU only) 2007: 2269168; CO2 emissions (EU only) 2008: 2064610; CO2 emissions (EU only) 2009: 2117115; CO2 emissions (EU only) 2010: 2101537; CO2 emissions (EU only) 2011: 1819101; CO2 emissions (EU only) 2012: 2121928; CO2 emissions (EU only) 2013: 2361305; CO2 emissions (EU only) 2014: 1881200; CO2 emissions (EU only) 2015: 1904278; CO2 emissions (EU only) 2016: 291010; SO2 emissions 2010: 659; SO2 emissions 2011: 594; SO2 emissions 2012: 850; SO2 emissions 2013: 965; SO2 emissions 2014: 576; SO2 emissions 2015: 582; SO2 emissions 2016: 98.28; NOx emissions 2010: 1335; NOx emissions 2011: 1195; NOx emissions 2012: 1305; NOx emissions 2013: 1506; NOx emissions 2014: 1283; NOx emissions 2015: 1214; NOx emissions 2016: 243.169; PM10 (dust) emissions 2010: 56; PM10 (dust) emissions 2011: 39; PM10 (dust) emissions 2012: 24; PM10 (dust) emissions 2013: 22; PM10 (dust) emissions 2014: 36; PM10 (dust) emissions 2015: 27; PM10 (dust) emissions 2016: 4.2828
BE-19 | Ruien | Belgium | EU+UK | hard coal | Engie | 50.7834 | 3.4884 | 1966 | 2013 |  |  | Retired |  |  |  |  | CO2 emissions (EU only) 2005: 2770775; CO2 emissions (EU only) 2006: 2310547; CO2 emissions (EU only) 2007: 2362930; CO2 emissions (EU only) 2008: 1862809; CO2 emissions (EU only) 2009: 2278717; CO2 emissions (EU only) 2010: 1773338; CO2 emissions (EU only) 2011: 1338058; CO2 emissions (EU only) 2012: 851970; CO2 emissions (EU only) 2013: 255881; SO2 emissions 2010: 315; SO2 emissions 2011: 304; SO2 emissions 2012: 215; SO2 emissions 2013: 54; NOx emissions 2010: 589; NOx emissions 2011: 659; NOx emissions 2012: 479; NOx emissions 2013: 179; PM10 (dust) emissions 2010: 29; PM10 (dust) emissions 2011: 40; PM10 (dust) emissions 2012: 26; PM10 (dust) emissions 2013: 6; Mercury emissions (Hg to air and water) 2011: 20.7; Mercury emissions (Hg to air and water) 2013: 46.3
BE-22 | Mol | Belgium | EU+UK | hard coal | Engie | 51.223 | 5.1102 | 1963 | 2010 |  |  | Retired |  |  |  |  | CO2 emissions (EU only) 2005: 1209419; CO2 emissions (EU only) 2006: 953190; CO2 emissions (EU only) 2007: 976785; CO2 emissions (EU only) 2008: 572946; CO2 emissions (EU only) 2009: 285561; CO2 emissions (EU only) 2010: 161789; CO2 emissions (EU only) 2011: 1491
BE-23 | Monceau-Sur-Sambre | Belgium | EU+UK | hard coal | Engie | 50.4034 | 4.3844 | 1949 | 2006 |  |  | Retired |  |  |  |  | CO2 emissions (EU only) 2005: 1260520; CO2 emissions (EU only) 2006: 951257; CO2 emissions (EU only) 2007: 337
BE-27 | Amercoeur | Belgium | EU+UK | hard coal | Engie | 50.431 | 4.3955 | 1968 | 2009 |  |  | Retired |  |  |  |  | CO2 emissions (EU only) 2005: 610146; CO2 emissions (EU only) 2006: 573657; CO2 emissions (EU only) 2007: 416837; CO2 emissions (EU only) 2008: 371719; CO2 emissions (EU only) 2009: 780441; SO2 emissions 2013: 4; SO2 emissions 2014: 43; SO2 emissions 2015: 34; NOx emissions 2010: 312; NOx emissions 2011: 289; NOx emissions 2012: 401; NOx emissions 2013: 295; NOx emissions 2014: 449; NOx emissions 2015: 402; PM10 (dust) emissions 2013: 3; PM10 (dust) emissions 2014: 3; PM10 (dust) emissions 2015: 12
BG-2 | Deven | Bulgaria | EU+UK | hard coal | Solvay | 43.1974 | 27.6329 | 2009 |  |  |  | Open | 2 |  | 174 |  |  |  | 1622014 | 1508045 | 925045 | 1465565 | 1596833 | 1612604 | 1526718 | 1685183 | 1455781 | 1351671 | 1366670 | 1321470 | 1194486 |  | 4237 | 3653 | 2004 | 1923 | 2199 | 1833 | 2873 | 1420 | 1415.38 |  | 3478 | 3849 | 3014 | 3134 | 3798 | 3267 | 4032 | 2360 | 2362.55 |  | 148 | 185 | 249 | 232 | 241 | 205 | 260 | 73 | [12 empty] | 50 | 24 | 38 | 11463 | 1090 | 76223 | 145031
BG-3 | Maritsa 3 | Bulgaria | EU+UK | lignite | Topgrup EOOD | 42.052 | 25.6232 | 1971 |  |  |  | Open | 1 |  | 120 |  | CO2 emissions (EU only) 2007: 882507; CO2 emissions (EU only) 2008: 728330; CO2 emissions (EU only) 2009: 761765; CO2 emissions (EU only) 2010: 631152; CO2 emissions (EU only) 2011: 234499; CO2 emissions (EU only) 2012: 138659; CO2 emissions (EU only) 2013: 694780; CO2 emissions (EU only) 2014: 479816; CO2 emissions (EU only) 2015: 20014; CO2 emissions (EU only) 2016: 55586; CO2 emissions (EU only) 2017: 42704; CO2 emissions (EU only) 2018: 8011; CO2 emissions (EU only) 2019: 7; CO2 emissions (EU only) 2020: 4; SO2 emissions 2012: 141; SO2 emissions 2013: 977; SO2 emissions 2014: 770; SO2 emissions 2015: 29; SO2 emissions 2016: 402; SO2 emissions 2017: 25; NOx emissions 2012: 67; NOx emissions 2013: 449; NOx emissions 2014: 351; NOx emissions 2015: 14; NOx emissions 2016: 36; NOx emissions 2017: 15; PM10 (dust) emissions 2012: 3; PM10 (dust) emissions 2013: 20; PM10 (dust) emissions 2014: 16; PM10 (dust) emissions 2015: 1; PM10 (dust) emissions 2016: 2; PM10 (dust) emissions 2017: 1 | 4 | 2 | 3 | 972 | 83 | 5568 | 10523
BG-4 | Bobov Dol | Bulgaria | EU+UK | lignite | Consortium Energia MK | 42.2852 | 23.0344 | 1973 |  |  |  | Open | 3 |  | 630 |  |  |  | 2912575 | 2580355 | 2139721 | 2380540 | 2829204 | 1717912 | 2030790 | 2301350 | 2458329 | 2582966 | 2149179 | 1193696 | 875384 | 591099 | 52560 | 66364 | 55500 | 39819 | 35322 | 1103 | 1484 | 1399 | 1506.206 | 766.321 | 7066 | 8362 | 4578 | 3519 | 2971 | 1355 | 1323 | 1225 | 1301.559 | 688.697 | 2303 | 2476 | 2820 | 2713 | 1706 | 90 | 102 | 700 | 85.732 | [11 empty] | 21 | 10 | 16 | 5050 | 465 | 32241 | 61242
BG-5 | Varna | Bulgaria | EU+UK | hard coal | Sigda OOD | 43.1948 | 27.7655 | 1968 | 2015 |  |  | Retired |  |  |  |  | CO2 emissions (EU only) 2007: 3822473; CO2 emissions (EU only) 2008: 3714732; CO2 emissions (EU only) 2009: 2337447; CO2 emissions (EU only) 2010: 2930299; CO2 emissions (EU only) 2011: 3110725; CO2 emissions (EU only) 2012: 1580509; CO2 emissions (EU only) 2013: 592711; CO2 emissions (EU only) 2014: 967645; SO2 emissions 2010: 26113; SO2 emissions 2011: 32505; SO2 emissions 2012: 17266; SO2 emissions 2013: 7216; SO2 emissions 2014: 8341; NOx emissions 2010: 14091; NOx emissions 2011: 14969; NOx emissions 2012: 7873; NOx emissions 2013: 3580; NOx emissions 2014: 4595; PM10 (dust) emissions 2010: 1317; PM10 (dust) emissions 2011: 1296; PM10 (dust) emissions 2012: 777; PM10 (dust) emissions 2013: 354; PM10 (dust) emissions 2014: 727
BG-6 | AES Galabovo | Bulgaria | EU+UK | lignite | AES | 42.1591 | 25.9089 | 2011 |  |  |  | Open | 2 |  | 670 | [7 empty] | 2426462 | 4115723 | 3359813 | 3030493 | 4187675 | 3717339 | 4184127 | 4037871 | 4234815 |  |  | 5982 | 3487 | 2802 | 2907 | 4255 | 5577 | 5192 | 4348.674 | 4833.399 |  | 1095 | 2571 | 1954 | 1687 | 2302 | 2418 | 2283 | 2281.143 | 2560.316 |  | 388 | 150 | 29 | 2 | 1 | 2 | 5 | [10 empty] | 15 | 121 | 61 | 30 | 47 | 15442 | 1379 | 93998 | 178145
BG-8 | Maritsa East 2 | Bulgaria | EU+UK | lignite | Bulgarian Energy Holding (BEH) | 42.2564 | 26.132 | 1966 |  |  |  | Open | 8 |  | 1602 |  |  |  | 9140434 | 9134478 | 9628453 | 9872084 | 12975432 | 11128590 | 9459009 | 10291822 | 11293658 | 9645325 | 10549027 | 9574047 | 7874098 | 4292307 | 129636 | 192094 | 127991 | 43502 | 42343 | 42659 | 29947 | 34600 | 28280.315 | 15670.163 | 9605 | 12750 | 14472 | 12015 | 13169 | 13521 | 9601 | 7416 | 5754.414 | 4015.365 | 4579 | 4592 | 772 | 448 | 485 | 625 | 640 | 229 | [8 empty] | 223 | 70 | 525 | 794 | 311 | 152 | 241 | 80755 | 7086 | 482028 | 912832
BG-9 | ContourGlobal Maritsa East 3 | Bulgaria | EU+UK | lignite | ContourGlobal | 42.1449 | 26.0025 | 1978 |  |  |  | Open | 4 |  | 908 |  |  |  | 4804394 | 5166302 | 4949791 | 6086209 | 6482633 | 4547624 | 3481176 | 4113603 | 5759680 | 4691756 | 5428080 | 4886646 | 5703965 |  | 13883 | 14684 | 15525 | 10753 | 12627 | 19282 | 11532 | 15600 | 15157.924 | 15161.829 | 5758 | 6103 | 4513 | 3065 | 3385 | 4465 | 3765 | 2447 | 2809.581 | 3419.944 | 1733 | 1036 | 69 | 44 | 34 | 47 | 45 | 1 | [8 empty] | 114 | 712 | 26 | 51 | 118 | 58 | 93 | 30721 | 2707 | 183867 | 348207
BG-10 | Republika (Pernik) | Bulgaria | EU+UK | lignite | Bingham Management | 42.6067 | 23.0783 | 1951 |  |  |  | Open | 2 |  | 130 |  |  |  | 768318 | 553311 | 402469 | 421894 | 487037 | 453960 | 480770 | 513948 | 456894 | 450971 | 364567 | 197328 | 143561 |  | 6504 | 5799 | 2052 | 2970 | 1988 | 2121 | 4760 | 4090 | 2775.95 | 1863.76 | 1405 | 600 | 438 | 180 | 272 | 300 | 1270 | 1090 | 738.88 | 496.08 | 653 | 540 | 241 | 55 | 14 | 5 | 3 | 4 | [9 empty] | 95 |  |  | 47 | 23 | 37 | 12347 | 1080 | 73186 | 138538
BG-11 | Ruse Iztok | Bulgaria | EU+UK | hard coal | Toplofikacia Ruse AD | 43.8664 | 26.0092 | 1964 |  |  |  | Open | 6 |  | 400 |  |  |  | 974381 | 1233758 | 1057367 | 727881 | 542675 | 520151 | 533613 | 588025 | 430510 | 441850 | 360596 | 248927 | 182341 | 167770 | 1844 | 1579 | 636 | 635 | 646 | 441 | 505 | 365 | 317.01 | 178.07 | 3453 | 2528 | 2209 | 2241 | 2052 | 1387 | 1590 | 1184 | 838.41 | 270.52 | 160 | 125 | 73 | 72 | 86 | 57 | 62 | 43 | [12 empty] | 14 | 7 | 11 | 2979 | 302 | 21423 | 40884
BG-14 | Brikel | Bulgaria | EU+UK | lignite | Bakkar | 42.1545 | 25.9061 | 1964 |  |  |  | Open | 6 |  | 360 |  |  |  | 1962283 | 1751501 | 1452041 | 1292676 | 297585 | 1087889 | 1074467 | 1179578 | 956267 | 853070 | 683822 | 475689 | 351248 |  | 74181 | 2047 | 2128 | 2111 | 3131 | 2181 | 2229 | 1654 | 1702.225 | 1601.411 | 1397 | 374 | 1131 | 1078 | 1475 | 860 | 869 | 619 | 595.761 | 575.481 | 2195 | 262 | 143 | 140 | 216 | 122 | 121 | 72 | [12 empty] | 25 | 12 | 19 | 6336 | 557 | 38109 | 72202
BG-17 | Sliven | Bulgaria | EU+UK | lignite | Toplofikacia Sliven EAD | 42.6548 | 26.3259 | 1969 |  |  |  | Open | 2 |  | 45 |  | CO2 emissions (EU only) 2007: 282003; CO2 emissions (EU only) 2008: 232626; CO2 emissions (EU only) 2009: 205983; CO2 emissions (EU only) 2010: 205807; CO2 emissions (EU only) 2011: 224128; CO2 emissions (EU only) 2012: 250257; CO2 emissions (EU only) 2013: 189710; CO2 emissions (EU only) 2014: 254438; CO2 emissions (EU only) 2015: 229003; CO2 emissions (EU only) 2016: 219909; CO2 emissions (EU only) 2017: 219909; CO2 emissions (EU only) 2018: 98645; CO2 emissions (EU only) 2019: 72304; CO2 emissions (EU only) 2020: 71094; SO2 emissions 2016: 763; SO2 emissions 2017: 863; SO2 emissions 2018: 1001.543; SO2 emissions 2019: 1027.951; NOx emissions 2016: 479; NOx emissions 2017: 214.866; NOx emissions 2018: 403.611; NOx emissions 2019: 286.317 | 9 | 4 | 7 | 2268 | 207 | 14174 | 26894
CZ-2 | Ledvice II | Czech Republic | EU+UK | lignite | CEZ | 50.5765 | 13.7807 | 1969 |  |  |  | Open | 2 |  | 770 |  | 1981563 | 2116621 | 1952997 | 2360760 | 2222997 | 2286926 | 2111604 | 2035257 | 1701712 | 1163654 | 1130830 | 1470751 | 2551876 | 2633187 | 2673299 | 2744309 | 9851 | 8693 | 8502 | 6809 | 3524 | 1218 | 1119.982 | 1109.632 | 1243.24 | 816.663 | 3853 | 3335 | 3243 | 2504 | 1326 | 501 | 1155.645 | 1900.741 | 1969.015 | 2008.534 | 120 | 128 | 124 | 124 | 88 | 41 | 76.442 | 109.049 | 115.975 | 85.659 | [8 empty] | 95 | 235 | 29 | 13 | 23 | 10542 | 519 | 44176 | 84316
CZ-6 | Chvaletice | Czech Republic | EU+UK | lignite | Severní Energetická a.s. | 50.0284 | 15.453 | 1979 |  |  |  | Open | 4 |  | 820 |  | 2677734 | 2691689 | 4115529 | 3361768 | 2921907 | 3471230 | 3109820 | 3376802 | 3020820 | 3763084 | 3413197 | 2285694 | 3042731 | 4360766 | 3715409 | 2242402 | 1819 | 3209 | 1010 | 2251 | 2420 | 2915 | 1675.943 | 1931.85 | 1230.574 | 975.55 | 3497 | 3848 | 2494 | 3634 | 4576 | 4378 | 2358.666 | 2866.972 | 3478.433 | 2786.284 | 83 | 182 | 63 | 318 | 399 | 324 | 235.869 | 272.397 | 364.326 | 338.326 | 70.3 | 71.1 | 61.8 | 95.9 | 93.4 | 31.8 | 13.1 | 18.4 | 154 | 537 | 52 | 23 | 42 | 18383 | 913 | 79540 | 152086
CZ-7 | Detmarovice | Czech Republic | EU+UK | hard coal | CEZ | 49.9064 | 18.4656 | 1976 | 2022 | 2021-04-06 |  | Open | 3 |  | 600 |  | 2257834 | 2593041 | 3607388 | 2066538 | 1797506 | 2469711 | 2425588 | 1744423 | 2068701 | 1949108 | 2351694 | 2366731 | 1568742 | 1256488 | 518667 | 376214 | 7319 | 1683 | 6608 | 1456 | 1137 | 1746 | 1355.245 | 1491.855 | 936.041 | 313.694 | 13651 | 3332 | 11398 | 2964 | 2787 | 2713 | 2314.524 | 1594.928 | 1204.945 | 419.919 | 417 | 91 | 337 | 99 | 86 | 103 | 99.709 | 90.25 | 50.005 |  | 293 | 256 | 329 | 87 | 148 | 51.6 | 89.3 | 74.3 |  |  | 31 | 12 | 25 | 8207 | 461 | 45964 | 88484
CZ-8 | Hodonin | Czech Republic | EU+UK | lignite | CEZ | 48.847 | 17.1197 | 1957 |  |  |  | Open | 2 |  | 107 |  | 423000 | 459736 | 506992 | 470960 | 428577 | 353035 | 316752 | 262321 | 222910 | 178382 | 183320 | 98605 | 73330 | 60549 | 41301 | 36868 | 1422 | 1331 | 1065 | 873 | 692 | 717 | 380.969 | 273.498 | 245.447 | 151.313 | 382 | 324 | 300 | 211 | 214 | 257 | 253.357 | 239.747 | 241.59 | 245.043 | 64 | 62 | 36 | 22 | 22 | 51 | 44.614 | 47.117 |  |  | 18.9 | 18.3 |  | 15.6 |  | 18.4 | 25.9 |  |  |  | 6 | 3 | 5 | 1732 | 97 | 8742 | 16709
CZ-9 | Melnik I | Czech Republic | EU+UK | lignite | CEZ | 50.4145 | 14.4133 | 1960 |  |  |  | Open | 4 |  | 240 |  | 2270377 | 2092171 | 2081195 | 2075305 | 1930017 | 2110262 | 1893686 | 1895779 | 1866481 | 1560120 | 1568591 | 1715349 | 1628608 | 1321799 | 1178214 | 1347209 |  | 2077 |  | 2073 | 1830 | 2128 | 2324.918 | 2199.964 | 1860.204 | 869.19 | 10 | 2238 | 4 | 2194 | 1781 | 1560 | 1583.25 | 1493.218 | 1154.297 | 962.001 |  | 117 |  | 147 | 142 | 103 | 93.84 | 119.797 | 75.815 | [9 empty] | 40 | 47 | 49 | 23 | 40 | 18728 | 915 | 75461 | 143658
CZ-10 | Melnik II/III | Czech Republic | EU+UK | lignite | CEZ | 50.414 | 14.4154 | 1971 | 2021 | 2019-10-04 |  | Open | 2 |  | 610 |  | 3285414 | 2810886 | 4035960 | 3892087 | 3407728 | 3703458 | 4049237 | 3503447 | 2291232 | 3163683 | 3112351 | 2647516 | 2511886 | 2357993 | 2760689 | 1584673 | 3634 | 4321 | 3906 | 5482 | 6212 | 4667 | 3220.126 | 3860.555 | 3166.694 | 3372.792 | 5220 | 5615 | 4719 | 3115 | 4322 | 3968 | 3207.854 | 3130 | 2805.387 | 2911.331 | 407 | 404 | 357 | 274 | 287 | 317 | 173.703 | 210.315 | 141.478 | 182.044 | 30.3 | 32.5 | 31.9 | 58.4 | 30.9 | 28 | 49 | 31.7 | 73 | 172 | 80 | 38 | 65 | 29778 | 1463 | 124260 | 237120
CZ-12 | Prunerov | Czech Republic | EU+UK | lignite | CEZ | 50.4187 | 13.2587 | 1968 |  |  |  | Open | 3 |  | 750 |  | 8115206 | 8933494 | 10103764 | 9207885 | 9066744 | 9432585 | 8947147 | 6916167 | 4859038 | 4478935 | 4914915 | 5609842 | 4954321 | 4538392 | 5128437 | 3435526 | 17335 | 16966 | 12188 | 7179 | 8038 | 6358 | 4992.587 | 3113.335 | 3068.088 | 3524.356 | 16793 | 14938 | 10856 | 6354 | 5846 | 6397 | 5184.525 | 3890 | 3613.8 | 4027.887 | 676 | 810 | 665 | 393 | 343 | 448 | 389.925 | 274.259 | 233.409 | 221.966 | 199 | 219 | 196 | 66.7 | 57.5 | 193 | 127 | 89.3 | 224 | 359 | 130 | 60 | 104 | 47234 | 2328 | 198171 | 378240
CZ-15 | Tusimice | Czech Republic | EU+UK | lignite | CEZ | 50.3826 | 13.3381 | 1974 |  |  |  | Open | 4 |  | 800 |  | 5121047 | 5364440 | 4107278 | 2746198 | 3144726 | 1732313 | 2371034 | 2800536 | 4554086 | 4613958 | 4658430 | 4726561 | 4252928 | 4418179 | 4281574 | 3729131 | 724 | 968 | 1149 | 1767 | 2350 | 2100 | 2073.854 | 1917.813 | 1762.044 | 1744.856 | 1146 | 1650 | 1945 | 3128 | 3212 | 3252 | 3199.453 | 2754.575 | 3217.607 | 3420.207 | 67 | 90 | 124 | 249 | 291 | 319 | 306.681 | 236.669 | 207.672 | 187.403 | 193 | 225 | 193 | 249 | 165 | 148 | 149 | 133 | 125 | 239 | 69 | 30 | 54 | 23815 | 1185 | 103921 | 198813
CZ-16 | Teplarna Ceskoslovenske Armady (CSA) | Czech Republic | EU+UK | hard coal | Veolia | 49.8443 | 18.496 | 1952 | 8888 | 2019-08-28 |  | Open | 1 |  | 24 |  | 231008 | 212172 | 212777 | 177053 | 176976 | 192470 | 178430 | 175328 | 175209 | 133319 | 136391 | 139980 | 139905 | 125472 | 104694 | 114842 | 348 | 691 | 328 | 717 | 518 | 460 | 434.614 | 526.325 | 449.696 | 410.402 | 182 | 343 | 160 | 344 | 225 | 222 | 208.979 | 224.57 | 221.733 | 193.131 | 5 | 9 | 1 | 7 | 3 | 5 | 5.79 | 5.619 |  |  | 16.1 | 22.4 | 35.9 | 123 | 177 | 108 | 159 | 86 |  |  | 6 | 2 | 5 | 1744 | 96 | 8518 | 16256
CZ-17 | Karvina | Czech Republic | EU+UK | hard coal | Veolia | 49.8232 | 18.4785 | 1970 | 2026 | 2021-02-18 |  | Open | 1 |  | 55 |  | 459501 | 463885 | 422977 | 440217 | 430260 | 450370 | 337274 | 307993 | 303868 | 277703 | 314451 | 285948 | 265580 | 270245 | 274130 | 271199 | 197 | 890 | 205 | 919 | 645 | 428 | 387.056 | 336.345 | 343.561 | 161.759 | 171 | 562 | 109 | 522 | 415 | 454 | 391.795 | 280.496 | 243.026 | 243.59 | 1 | 20 | 1 | 12 | 8 | 7 | 7.314 | 12.449 |  |  | 11.4 | 10.8 | [8 empty] | 7 | 3 | 5 | 1877 | 104 | 9885 | 18961
CZ-18 | Kladno | Czech Republic | EU+UK | lignite | Alpiq Generation | 50.1535 | 14.1286 | 1976 |  |  |  | Open | 3 |  | 406 |  | 1600145 | 1552779 | 1585738 | 1938676 | 1880986 | 2055719 | 1913422 | 1898636 | 1595278 | 1502157 | 1562570 | 1554478 | 1502898 | 1938425 | 1832446 | 1750027 | 2949 | 3076 | 2971 | 2748 | 2381 | 2270 | 2138.111 | 1839.07 | 1681.82 | 1266.435 | 1884 | 1857 | 1818 | 1762 | 1659 | 1372 | 1406.773 | 1126.698 | 1154.806 | 1343.204 | 118 | 166 | 79 | 60 | 40 | 23 | 29.303 | 34.036 |  |  | 64.1 | [7 empty] | 65 | 24 | 44 | 21 | 36 | 16905 | 823 | 67746 | 128948
CZ-19 | Kolin | Czech Republic | EU+UK | lignite | Veolia | 50.0304 | 15.2101 | 1964 |  |  |  | Open | 3 |  | 17 |  | 212358 | 206659 | 210714 | 236060 | 180150 | 208108 | 159306 | 150253 | 172524 | 174734 | 174560 | 125802 | 146612 | 140039 | 100657 | 90933 | 56 | 1235 | 5 | 1123 | 1123 | 1107 | 771.034 | 918.28 | 930.109 | 678.806 | 30 | 328 | 15 | 330 | 330 | 353 | 246.013 | 293.912 | 290.826 | 229.903 | 3 | 1 | 1 | 8 | 16 | 18 | 7.329 | 10.053 |  |  |  |  | 17.6 | 19.7 | 16.8 | 17.2 | 156 | 76.4 |  |  | 13 | 6 | 10 | 5127 | 248 | 19449 | 36872
CZ-22 | Sko-Energo | Czech Republic | EU+UK | lignite | ŠKO-ENERGO s.r.o. | 50.4178 | 14.9345 | 1999 |  |  |  | Open | 2 |  | 70 |  | 525758 | 516596 | 513088 | 480588 | 484114 | 508716 | 520877 | 486107 | 413346 | 386998 | 391981 | 392103 | 405451 | 365504 | 363212 | 379193 | 2426 | 815 | 3202 | 687 | 733 | 781 | 737.964 | 761.156 | 620.135 | 358.675 | 4312 | 571 | 2971 | 459 | 403 | 378 | 357.098 | 412.13 | 362.703 | 316.602 | 38 | 29 | 47 | 36 | 34 | 9 | 5.994 | 2.249 | [5 empty] | 15.4 | [6 empty] | 14 | 7 | 11 | 5352 | 260 | 20902 | 39712
CZ-24 | Komorany | Czech Republic | EU+UK | lignite | EPH | 50.5223 | 13.5721 | 1951 |  |  |  | Open | 8 |  | 239 |  | 1409704 | 861564 | 883588 | 1081777 | 947072 | 815309 | 1228901 | 1199906 | 1103040 | 771349 | 811611 | 918202 | 1146500 | 983065 | 621043 | 590896 | 4081 | 6464 | 6469 | 5452 | 4045 | 4383 | 3703.683 | 4299.137 | 3933.955 | 2045.444 | 833 | 1171 | 1208 | 930 | 631 | 850 | 887.838 | 881.459 | 852.917 | 473.141 | 86 | 166 | 184 | 110 | 75 | 59 | 72.746 | 112.523 | [7 empty] | 15 | 15.2 | 11.2 | 25 | 14 | 57 | 29 | 46 | 23638 | 1142 | 88344 | 167275
CZ-26 | Olomouc | Czech Republic | EU+UK | hard coal | Veolia | 49.5873 | 17.2664 | 1952 |  |  |  | Open | 1 |  | 50 |  | 438908 | 398661 | 425107 | 349546 | 332712 | 352613 | 321376 | 315477 | 350792 | 320364 | 327122 | 326192 | 315703 | 310243 | 290526 | 286763 | 2278 | 681 | 2251 | 669 | 597 | 621 | 608.645 | 622.039 | 575.487 | 406.258 | 1512 | 445 | 1383 | 398 | 327 | 336 | 331.313 | 316.807 | 312.921 | 294.177 | 25 | 22 | 28 | 23 | 16 | 21 | 14.037 | 18.861 | [7 empty] | 15.1 | 27.5 | 11.6 |  |  | 8 | 4 | 7 | 2517 | 138 | 12431 | 23740
CZ-29 | Trebovice | Czech Republic | EU+UK | hard coal | Veolia | 49.8318 | 18.2105 | 1964 |  |  |  | Open | 3 |  | 177 |  | 1272513 | 1395596 | 1366581 | 1223158 | 1146898 | 1165809 | 1114460 | 1151088 | 1204552 | 1200413 | 1153778 | 1167923 | 990778 | 852244 | 735172 | 753285 | 2505 | 3295 | 2443 | 3272 | 3304 | 3001 | 2252.052 | 1940.597 | 1381.498 | 1256.431 | 2624 | 2873 | 2494 | 3029 | 3019 | 2878 | 2593.442 | 2050 | 1292.404 | 868.137 | 85 | 93 | 60 | 117 | 117 | 108 | 74.01 | 62.404 |  |  | 45.9 | 42.9 |  |  |  | 12.3 | 15.6 |  |  |  | 41 | 17 | 33 | 11480 | 638 | 61382 | 117843
CZ-30 | Zavod 4 | Czech Republic | EU+UK | lignite | TAMEH Czech | 49.7959 | 18.3058 | 1970 |  |  |  | Open | 7 |  | 155 |  | CO2 emissions (EU only) 2010: 1808213; CO2 emissions (EU only) 2011: 2325175; CO2 emissions (EU only) 2012: 2311247; CO2 emissions (EU only) 2013: 2489107; CO2 emissions (EU only) 2014: 2439936; CO2 emissions (EU only) 2015: 2209436; CO2 emissions (EU only) 2016: 2374980; CO2 emissions (EU only) 2017: 2252840; CO2 emissions (EU only) 2018: 2393464; CO2 emissions (EU only) 2019: 1931885; CO2 emissions (EU only) 2020: 1649122; SO2 emissions 2016: 2370; SO2 emissions 2017: 2370; SO2 emissions 2018: 2214.109; SO2 emissions 2019: 1548.877; NOx emissions 2016: 2930; NOx emissions 2017: 3112.893; NOx emissions 2018: 1291.82; NOx emissions 2019: 894.479; PM10 (dust) emissions 2016: 361; PM10 (dust) emissions 2017: 342.435; Mercury emissions (Hg to air and water) 2010: 119; Mercury emissions (Hg to air and water) 2011: 19.1; Mercury emissions (Hg to air and water) 2012: 19; Mercury emissions (Hg to air and water) 2014: 49.6; Mercury emissions (Hg to air and water) 2015: 151; Mercury emissions (Hg to air and water) 2016: 62.7; Mercury emissions (Hg to air and water) 2017: 14.4; Mercury emissions (Hg to air and water) 2018: 17; Mercury emissions (Hg to air and water) 2019: 11 | 47 | 19 | 37 | 13072 | 736 | 70396 | 135126
CZ-31 | Vitkovice | Czech Republic | EU+UK | hard coal | CEZ | 49.816 | 18.2733 | 1970 | 2020 | 2019-04-24 |  | Retired |  |  |  |  | 549540 | 454765 | 502473 | 419609 | 375853 | 396082 | 316381 | 272764 | 273715 | 193934 | 148122 | 155278 | 134793 | 119941 | 32262 | 15480 | 1217 | 814 | 818 | 796 | 789 | 587 | 482.128 | 409.924 |  |  | 820 | 670 | 577 | 570 | 419 | 308 | 345.019 | 309.601 |  |  | 52 | 31 | 27 | 22 | 18 | 6 | 5.602 | 6.124 |  |  | 126.71 | 66.94 | 76.58 | 99.24 | 62.77 | 55.59 | 68.49 | 53.25 |  |  | 7 | 3 | 6 | 2108 | 116 | 10689 | 20453
CZ-32 | Otrokovice | Czech Republic | EU+UK | lignite | LAMA ENERGY GROUP | 49.2047 | 17.5203 | 1970 |  |  |  | Open | 2 |  | 50 |  | 460506 | 430555 | 448832 | 432702 | 411928 | 367497 | 390089 | 395846 | 370211 | 345960 | 358228 | 369609 | 364468 | 365686 | 328663 | 273534 | 553 | 2113 | 306 | 2170 | 1846 | 1961 | 1744.353 | 1675.093 | 1061.462 | 1061.462 | 92 | 626 | 46 | 612 | 625 | 723 | 609.294 | 607.627 | 592.622 | 592.622 | 5 | 5 | 2 | 11 | 14 | 8 | 8.797 | 8.769 | [10 empty] | 15 |  | 21 | 9 | 17 | 6611 | 361 | 31471 | 59953
CZ-33 | Opatovice | Czech Republic | EU+UK | lignite | EPH | 50.1271 | 15.7919 | 1960 |  |  |  | Open | 6 |  | 360 |  | 2575298 | 2500913 | 2640187 | 2476187 | 2282368 | 2303445 | 2456904 | 2379994 | 2218701 | 2115475 | 1467416 | 1792259 | 1967695 | 1919466 | 1405208 | 1455373 |  | 4940 |  | 6218 | 6307 | 6142 | 2766.474 | 2392.58 | 2036.317 | 1609.665 |  | 2861 |  | 2426 | 2571 | 1688 | 1820.059 | 2070.457 | 1977.482 | 1703.462 |  | 167 |  | 195 | 100 | 123 | 83.785 | 114.031 | 62.988 |  | 11 |  |  | 10.1 |  |  | 13.8 |  | 129 | 36 | 57 | 28 | 46 | 21983 | 1073 | 88233 | 167938
CZ-36 | Plana | Czech Republic | EU+UK | lignite | C-Energy Bohemia spol. s r.o. | 49.3667 | 14.7 | 1961 | 2021 | 2021-02-18 |  | Retired |  |  |  |  | 392673 | 347804 | 373625 | 376499 | 313961 | 288292 | 229121 | 212410 | 214833 | 171258 | 115310 | 121564 | 121853 | 115504 | 104770 | 125480 | 2091 | 1758 | 1430 | 1390 | 1028 | 272 | 27.291 | 327.541 |  |  | 734 | 540 | 402 | 407 | 280 | 114 | 95.263 | 105.82 |  |  | 50 | 25 | 30 | 11 | 24 | 9 | 1.451 | 0.533 |  |  | 27.1 | 37.7 | 31.9 | 14 | 179 | 115 | 38.9 | 33 |  |  | 2 | 1 | 1 | 503 | 25 | 2340 | 4497
CZ-37 | Plzen | Czech Republic | EU+UK | lignite | Plzeňská teplárenská a.s. | 49.7545 | 13.399 | 1982 |  |  |  | Open | 2 |  | 137 |  | 842261 | 791039 | 803024 | 731244 | 716433 | 736794 | 701579 | 716147 | 704377 | 648495 | 699517 | 504966 | 440239 | 472865 | 454966 | 399137 | 435 | 3159 | 480 | 3359 | 3181 | 3218 | 1389.103 | 1061.311 | 858.555 | 837.451 | 417 | 1036 | 445 | 1036 | 757 | 822 | 509.926 | 542 | 400.771 | 363.675 | 6 | 36 | 17 | 93 | 72 | 39 | 21.72 | 41.808 | [10 empty] | 15 | 26 | 24 | 12 | 19 | 9503 | 460 | 36409 | 69072
CZ-38 | Pocerady | Czech Republic | EU+UK | lignite | CEZ | 50.4267 | 13.6774 | 1971 |  |  |  | Open | 5 |  | 1000 |  | 6667871 | 6556532 | 6895997 | 6400901 | 6681835 | 6923072 | 6432919 | 5966653 | 5575286 | 4805214 | 5334395 | 6479355 | 6241411 | 5517138 | 6009857 | 5811107 | 4800 | 6830 | 4693 | 5971 | 5317 | 4746 | 5526.72 | 5436.317 |  |  | 2634 | 12494 | 2698 | 10315 | 8032 | 4976 | 6174.853 | 5520 | 138.855 | 272.086 | 171 | 350 | 224 | 342 | 295 | 180 | 256.641 | 265.302 |  |  | 16.5 | 16.4 | 15.3 | 40.6 | 13.2 | 22.7 | 28.3 | 81 |  |  | 148 | 67 | 119 | 53470 | 2629 | 225394 | 430436
CZ-40 | Chomutov | Czech Republic | EU+UK | lignite | Actherm | 50.4622 | 13.4274 | 1966 |  |  |  | Open | 2 |  | 26 |  | 181115 | 166263 | 172712 | 152651 | 168442 | 188366 | 163543 | 168022 | 145525 | 143258 | 142923 | 134593 | 136594 | 131201 | 66955 | 2347 | 873 | 775 | 928 | 826 | 824 | 759 | 671.558 | 828.816 | 688.063 |  | 333 | 304 | 296 | 275 | 285 | 239 | 209.009 | 165.689 | 150.413 |  | 3 | 3 | 4 | 3 | 4 | 3 | 1.566 | 0.957 |  |  | 149 | 234 | 235 | 208 | 185 | 242 | 293 | 188 |  |  | 11 | 5 | 9 | 4435 | 214 | 16780 | 31807
CZ-41 | Malesice | Czech Republic | EU+UK | hard coal | Pražská teplárenská a.s. | 50.0848 | 14.5254 | 1969 |  |  |  | Open | 2 |  | 165 |  | 386012 | 345712 | 302809 | 317599 | 328027 | 306517 | 117660 | 70518 | 55650 | 19124 | 2803 | 3697 | 8390 | 5640 | 5530 | 5870 | 950 | 267 | 159 | 204 | 74 |  | 0.029 | 74 |  |  | 695 | 264 | 168 | 128 | 41 | 2 | 3.412 | 2.294 |  |  | 53 | 14 | 4 | 3 | 4 | [7 empty] | 12.8 | 11.9 | [9 empty] | 13 | 1 | 65 | 126
CZ-42 | Prerov | Czech Republic | EU+UK | hard coal | Veolia | 49.4451 | 17.4285 | 1966 | 8888 | 2019-08-27 |  | Open | 2 |  | 61 |  | 547298 | 544509 | 436681 | 439658 | 427926 | 425204 | 416600 | 396249 | 385664 | 381929 | 406498 | 316692 | 287391 | 234288 | 216523 | 172226 | 519 | 1367 | 406 | 1303 | 1290 | 1470 | 1164.383 | 1015.298 | 752.191 | 684.284 | 440 | 861 | 366 | 834 | 886 | 963 | 761.353 | 690 | 528.1 | 509.153 | 8 | 4 | 10 | 2 | 2 | 2 | 2.009 | 2.313 | [12 empty] | 16 | 7 | 13 | 4952 | 272 | 24876 | 47570
CZ-43 | Pribram | Czech Republic | EU+UK | lignite | EnergoFuture | 49.6956 | 14.0028 | 1995 |  |  |  | Open | 2 |  | 42 |  | 311334 | 295498 | 280454 | 319168 | 294469 | 181669 | 203944 | 219214 | 230748 | 198486 | 195089 | 167283 | 172151 | 161624 |  | 29538 | 1043 | 853 | 1142 | 902 | 691 | 770 | 878.438 | 986.552 | 811.287 | 604.716 | 391 | 260 | 418 | 384 | 287 | 347 | 413.954 | 388.568 | 358.315 | 238.912 | 23 | 21 | 13 | 8 | 2 | 4 | 15.25 | 14.947 |  |  | 199 | 83 | 81.7 | [7 empty] | 16 | 8 | 13 | 6350 | 308 | 24773 | 47060
CZ-44 | Tisova | Czech Republic | EU+UK | lignite | Sokolovská Uhelná AS | 50.1522 | 12.6102 | 1958 |  |  |  | Open | 5 |  | 289 |  | 1481417 | 1891798 | 2041128 | 1932727 | 1902547 | 1820977 | 1632662 | 1477169 | 1473748 | 1449141 | 1562430 | 1385616 | 1362018 | 1233258 | 609484 | 415771 | 1706 | 3392 | 1380 | 3901 | 4169 | 4386 | 4018.721 | 3685.155 | 3306.165 | 1605.408 | 1120 | 1561 | 845 | 1404 | 1344 | 1475 | 1293.232 | 1370 | 1159.182 | 459 | 47 | 62 | 71 | 100 | 93 | 73 | 59.093 | 44.628 | [7 empty] | 10.3 |  | 12.9 | 62 | 47 | 67 | 33 | 53 | 26814 | 1297 | 101844 | 193085
CZ-53 | Porici II | Czech Republic | EU+UK | lignite | CEZ | 50.5724 | 15.9634 | 1957 |  |  |  | Open | 3 |  | 165 |  | 640240 | 781405 | 871785 | 840936 | 576831 | 653103 | 750005 | 522200 | 489025 | 545980 | 479000 | 537293 | 604102 | 531055 | 454050 | 338131 | 4148 | 1625 | 3517 | 995 | 788 | 842 | 979.35 | 1153.374 | 991.844 | 797.321 | 1421 | 595 | 1084 | 532 | 532 | 396 | 482.841 | 546 | 508.786 | 465.676 | 70 | 69 | 76 | 55 | 41 | 46 | 49.528 | 37.994 |  |  | 52.5 | 52.1 | 71.3 | 56.3 | 75.3 | 91.9 | 74.6 | 106 | 29 | 12 | 18 | 9 | 15 | 7236 | 353 | 28434 | 54025
CZ-59 | Zlin | Czech Republic | EU+UK | lignite | Alpiq Generation | 49.2254 | 17.6538 | 1938 |  |  |  | Open | 3 |  | 61 |  | 296643 | 285304 | 286100 | 280836 | 265721 | 239756 | 239492 | 227877 | 224201 | 209457 | 204599 | 259938 | 263480 | 255259 | 245566 | 237005 | 456 | 451 | 427 | 440 | 354 | 300 | 341.486 | 334.935 | 347.446 | 255.767 | 275 | 244 | 258 | 256 | 186 | 181 | 212.001 | 204 | 180.433 | 160.815 | 29 | 36 | 32 | 36 | 24 | 10 | 2.168 | 2.689 | [5 empty] | 13 | 14.9 |  | 25.3 | 13.9 |  | 12 | 5 | 2 | 4 | 1439 | 79 | 7191 | 13746
CZ-61 | Plzenska energetika ELU III | Czech Republic | EU+UK | lignite | EPH | 49.7395 | 13.3455 | 1960 |  |  |  | Open | 3 |  | 90 |  | 796600 | 730510 | 726369 | 569699 | 506980 | 474378 | 435341 | 405134 | 321965 | 311055 | 318285 | 333293 | 344098 | 342362 | 324629 | 365548 | 2738 | 1446 | 2800 | 1276 | 1475 | 1253 | 1140.07 | 960.555 | 1011.25 | 846.415 | 875 | 626 | 928 | 453 | 454 | 483 | 501.36 | 453 | 497.061 | 394.813 | 45 | 26 | 65 | 35 | 33 | 32 | 17.732 | 23.892 | [5 empty] | 27.5 |  |  | 12.3 |  | 16 | 39 | 20 | 10 | 17 | 8104 | 393 | 31447 | 59715
CZ-65 | Koprivnice | Czech Republic | EU+UK | hard coal | Komterm | 49.5833 | 18.1334 | 1970 |  |  |  | Open | 2 |  | 18 |  | 125803 | 115455 | 103380 | 100852 | 93407 | 116411 | 99007 | 81337 | 75623 | 34320 | 33776 | 33943 | 41427 | 32838 | 21055 | 16796 | 1062 | 254 | 1292 | 204 | 118 | 145 | 104.462 | 151.93 | 156.815 |  | 412 | 102 | 444 | 77 | 37 | 40 | 35.465 | 43.708 |  |  | 10 | 7 | 19 | 5 | 2 | 5 | 1.36 | 1.878 |  |  | 140 | 128 | 92.4 | 59.4 | 17.4 | 37.2 | 42.3 |  |  |  | 1 | 1 | 1 | 396 | 22 | 1884 | 3588
CZ-67 | Marianske | Czech Republic | EU+UK | hard coal | Veolia | 49.8405 | 18.2342 | 1970 | 2008 |  |  | Retired |  |  |  |  | CO2 emissions (EU only) 2005: 33895; CO2 emissions (EU only) 2006: 34253; CO2 emissions (EU only) 2007: 35112; CO2 emissions (EU only) 2008: 33677; CO2 emissions (EU only) 2009: 30996; CO2 emissions (EU only) 2010: 27698
CZ-76 | Trmice | Czech Republic | EU+UK | lignite | CEZ | 50.6462 | 13.9854 | 1974 |  |  |  | Open | 6 |  | 89 |  | 1112121 | 1080780 | 946572 | 844892 | 784058 | 878460 | 775202 | 722226 | 531059 | 573745 | 531579 | 412057 | 486467 | 551542 | 449250 | 429087 | 1881 | 2151 | 2200 | 1737 | 2453 | 2872 | 2493.569 | 3074.738 | 3014.255 | 1914.376 | 1372 | 1281 | 1154 | 880 | 1067 | 998 | 806.121 | 1020.849 | 1150.799 | 866.402 | 14 | 17 | 12 | 8 | 6 | 11 | 7.951 | 14.419 | [11 empty] | 25 | 41 | 21 | 33 | 16583 | 801 | 62899 | 119253
CZ-77 | Vresova | Czech Republic | EU+UK | lignite | Sokolovská Uhelná AS | 50.256 | 12.6964 | 1995 | 2020 | 2020-08-31 |  | Retired |  |  |  |  | 4499704 | 4345035 | 4435381 | 4258461 | 4128086 | 4296606 | 4564211 | 4404435 | 4096236 | 4098901 | 4280672 | 4399928 | 4203405 | 4104374 | 3875256 | 3264758 | 1228 | 2774 | 1250 | 2947 | 3302 | 2932 | 3972.053 | 2420 |  |  | 1289 | 4145 | 1157 | 2934 | 2344 | 2678 | 2640.543 | 2290 |  |  | 21 | 26 | 20 | 36 | 34 | 41 | 124.414 | 40.135 |  |  | 138 |  | 109 | 79.6 | 16.7 | 12.1 | 18.7 | 18.3 |  |  | 83 | 40 | 67 | 31673 | 1546 | 127252 | 242220
CZ-78 | Melnik | Czech Republic | EU+UK | lignite | CEZ | 50.4131 | 14.4158 |  |  |  |  | Cancelled
CZ-79 | Karvina power station | Czech Republic | EU+UK | hard coal | Veolia | 49.8235 | 18.4803 |  |  |  |  | Cancelled
DE-8 | Altbach/Deizisau | Germany | EU+UK | hard coal | EnBW | 48.7191 | 9.3713 | 1985 | 8888 | 2020-07-03 |  | Open | 2 |  | 855 |  | 3182333 | 2566424 | 3129432 | 2529833 | 2348914 | 2224830 | 2539491 | 2836945 | 3106423 | 2115746 | 1661245 | 1919622 | 1250276 | 1260650 | 1009162 | 722621 | 906 | 928 | 1445 | 1284 | 774 | 628 | 258.391 | 227 |  |  | 1349 | 1313 | 1470 | 1637 | 1248 | 947 | 851.493 | 555.5 |  |  | 9 | 18 | 17 | 40 | 38 | 13 | 15.826 | 7.8 |  |  |  | 2.8 | 181.5 | 176.2 | 58 | 101 | 372 | 104 |  |  | 19 | 7 | 13 | 4938 | 280 | 28337 | 55044
DE-13 | Niederaussem | Germany | EU+UK | lignite | RWE | 50.9709 | 6.6666 | 1963 | 2038 | 2020-07-03 |  | Open | 6 |  | 3356 |  | 29734760 | 27386683 | 31252670 | 24866493 | 26284276 | 28068288 | 28629755 | 27918882 | 29474441 | 27248925 | 27330240 | 24831278 | 27174168 | 25927543 | 18425447 | 11877613 | 6404 | 6131 | 5899 | 10186 | 10156 | 9361 | 7806.97 | 10608.49 |  |  | 16220 | 16601 | 17309 | 19336 | 18022 | 18019 | 14864.66 | 18000 |  |  | 261 | 312 | 393 | 472 | 484 | 437 | 336.53 | 439.2 |  |  | 30 | 34 |  | 35 | 24 | 19.3 |  |  |  |  | 386 | 144 | 272 | 109493 | 6108 | 572207 | 1106613
DE-14 | Bergkamen | Germany | EU+UK | hard coal | Steag | 51.6372 | 7.6191 | 1981 | 8888 | 2020-07-03 |  | Open | 1 |  | 780 |  | 3388560 | 4351049 | 4112952 | 2447819 | 3465836 | 3046595 | 3149133 | 3152826 | 3471635 | 2945802 | 2744777 | 2823880 | 1639651 | 1586512 | 704134 | 348234 | 2042 | 2285 | 2587 | 2991 | 2264 | 2350 | 1504.663 | 822 |  |  | 2097 | 2155 | 2226 | 2586 | 2220 | 2069 | 2099.315 | 1210 |  |  | 11 | 55 | 45 | 61 | 61 | 50 | 33.058 | 0.947 |  |  | 499 | 509 | 497 | 527 | 485 | 486 | 442 | 483 |  |  | 60 | 24 | 43 | 18190 | 1004 | 89666 | 172916
DE-17 | Berlin-Moabit | Germany | EU+UK | hard coal | Vattenfall | 52.5374 | 13.3449 | 1990 | 2030 | 2017-10-19 |  | Open | 1 |  | 100 |  | 622940 | 379469 | 504558 | 546862 | 413406 | 616421 | 512118 | 393809 | 440865 | 480837 | 292414 | 504094 | 508992 | 419676 | 369269 | 404102 | 303 | 339 | 288 | 307 | 325 | 206 | 355.447 | 349 |  |  | 322 | 234 | 207 | 155 | 165 | 96 | 165.085 | 196 |  |  | 29 | 28 | 22 | 16 | 13 | 7 | 13.562 | 13.694 |  |  | 19.24 | 19.2 |  | 28.5 | 38.9 | 14.3 | 20.8 | 13.7 |  |  | 7 | 3 | 5 | 2617 | 128 | 10275 | 19515
DE-19 | Berlin-Klingenberg | Germany | EU+UK | lignite | Vattenfall | 52.49 | 13.496 | 1986 | 2017 | 2017-07-01 |  | Retired |  |  |  |  | 1533756 | 1428235 | 1459527 | 1466991 | 1510902 | 1661363 | 1439473 | 1510203 | 1378892 | 1345693 | 1295610 | 1377759 | 944442 |  |  |  | 916 | 900 | 924 | 879 | 956 | 927 | 923.356 | 432 |  |  | 896 | 844 | 898 | 833 | 859 | 822 | 835.204 | 550 |  |  | 5 | 7 | 11 | 9 | 5 | 8 | 14.915 | 0.821 |  |  | 23.5 | 18.7 | 14.9 | 17.5 | 18.6 | 11.1 | 14.5 |  |  |  | 22 | 10 | 18 | 8186 | 401 | 33813 | 64486
DE-20 | Berlin-Reuter | Germany | EU+UK | hard coal | Vattenfall | 52.5309 | 13.2456 | 1969 | 2019 | 2017-11-06 |  | Retired |  |  |  |  | 603197 | 666947 | 578996 | 500403 | 448949 | 297683 | 505772 | 598072 | 596781 | 532607 | 471540 | 414886 | 450537 | 216722 |  |  | 38 | 57 | 64 | 51 | 63 | 52 | 31.693 | 4.522 |  |  | 151 | 296 | 375 | 358 | 299 | 247 | 214.06 | 234 |  |  | 2 | 6 | 10 | 10 | 11 | 5 | 3.235 | 1.13 | [8 empty] | 18.1 |  |  |  | 3 | 1 | 3 | 977 | 49 | 4741 | 9132
DE-21 | Berlin-Reuter West | Germany | EU+UK | hard coal | Vattenfall | 52.5352 | 13.2437 | 1987 | 2030 | 2017-10-19 |  | Open | 2 |  | 600 |  | 3099767 | 3068331 | 2936979 | 2955992 | 2658065 | 3227384 | 2587358 | 2555705 | 2992885 | 3036494 | 2976143 | 2531294 | 2491619 | 2151083 | 1577107 | 1608847 | 919 | 774 | 752 | 803 | 552 | 324 | 207.667 | 223 |  |  | 2485 | 1709 | 1792 | 2231 | 2351 | 2297 | 2060.789 | 1870 |  |  | 37 | 33 | 30 | 31 | 22 | 47 | 66.611 | 51 | [12 empty] | 30 | 12 | 24 | 9062 | 460 | 44761 | 86272
DE-24 | Bexbach | Germany | EU+UK | hard coal | Steag | 49.3649 | 7.2355 | 1983 | 8888 | 2020-07-03 |  | Open | 1 |  | 780 |  | 3589954 | 2858736 | 3878704 | 2460862 | 2345742 | 1298652 | 1585706 | 2686067 | 2861582 | 2060120 | 2174385 | 1843866 | 508496 | 37768 | 79358 | 167776 | 746 | 1071 | 1626 | 1526 | 1414 | 1393 | 826.738 | 246 |  |  | 910 | 1158 | 1936 | 2063 | 1462 | 1548 | 1323.64 | 372 |  |  | 3 | 8 |  | 7 | 22 | 25 | 22.304 | 6.151 |  |  | 30 | 25.1 | 24.4 | 30.3 | 32.7 | 32.4 | 13.6 |  |  |  | 36 | 14 | 26 | 10627 | 589 | 53769 | 103828
DE-25 | Bielefeld | Germany | EU+UK | hard coal | City of Bielefeld | 52.0335 | 8.5385 | 1980 | 2012 |  |  | Retired |  |  |  |  | CO2 emissions (EU only) 2005: 164462; CO2 emissions (EU only) 2006: 161145; CO2 emissions (EU only) 2007: 128304; CO2 emissions (EU only) 2008: 122636; CO2 emissions (EU only) 2009: 134246; CO2 emissions (EU only) 2010: 173465; CO2 emissions (EU only) 2011: 110690; CO2 emissions (EU only) 2012: 106378; SO2 emissions 2010: 238; SO2 emissions 2011: 154; SO2 emissions 2012: 133; SO2 emissions 2013: 1; NOx emissions 2010: 303; NOx emissions 2011: 214; NOx emissions 2012: 208; NOx emissions 2013: 65; NOx emissions 2014: 54; NOx emissions 2015: 59; PM10 (dust) emissions 2010: 14; PM10 (dust) emissions 2011: 4; PM10 (dust) emissions 2012: 8; PM10 (dust) emissions 2013: 2; PM10 (dust) emissions 2014: 2; PM10 (dust) emissions 2015: 2; Mercury emissions (Hg to air and water) 2011: 24; Mercury emissions (Hg to air and water) 2012: 55.4; Mercury emissions (Hg to air and water) 2013: 74.4; Mercury emissions (Hg to air and water) 2014: 42.4; Mercury emissions (Hg to air and water) 2015: 29.5; Mercury emissions (Hg to air and water) 2016: 10.5
DE-28 | Lippendorf | Germany | EU+UK | lignite | EPH/EnBW | 51.1832 | 12.3717 | 1999 | 2035 | 2020-07-03 |  | Open | 2 |  | 1868 |  | 11291518 | 12407946 | 11741943 | 11385504 | 12772008 | 12450819 | 10898563 | 10762080 | 11728509 | 11904182 | 10293959 | 10781907 | 11376121 | 11711105 | 8943673 | 8272543 | 13835 | 11790 | 11267 | 12102 | 12255 | 9947 | 10600 | 11000 |  |  | 8567 | 7328 | 7143 | 7914 | 8737 | 8013 | 8660 | 8330 |  |  | 121 | 145 | 204 | 269 | 204 | 127 | 95.8 | 94.5 | [12 empty] | 241 | 113 | 195 | 90163 | 4405 | 368536 | 702424
DE-29 | Deuben | Germany | EU+UK | hard coal | EPH | 51.1119 | 12.0761 | 1936 | 2021 | 2021-03-31 |  | Open | 1 |  | 86 |  | CO2 emissions (EU only) 2015: 864269; CO2 emissions (EU only) 2016: 740216; CO2 emissions (EU only) 2017: 789370; CO2 emissions (EU only) 2018: 777347; CO2 emissions (EU only) 2019: 722951; CO2 emissions (EU only) 2020: 557089
DE-32 | Boxberg | Germany | EU+UK | lignite | EPH | 51.4188 | 14.5743 | 1979 | 2038 | 2020-07-03 |  | Open | 4 |  | 2582 |  | 15811790 | 15511928 | 16349689 | 15442090 | 15248818 | 15117464 | 16150497 | 15867267 | 19153179 | 18700192 | 19437501 | 18573780 | 19135707 | 19000819 | 18655325 | 15385089 | 7813 | 11393 | 11779 | 13975 | 13752 | 13215 | 11000 | 11600 |  |  | 10686 | 11199 | 11373 | 13956 | 13408 | 13469 | 13300 | 13500 |  |  | 186 | 316 | 427 | 528 | 468 | 486 | 393 | 353 |  |  | 1160 | 647 | 482 | 410 | 489 | 490 | 538 | 578 |  |  | 310 | 140 | 248 | 110972 | 5477 | 472095 | 901946
DE-33 | Braunschweig | Germany | EU+UK | hard coal | Veolia | 52.278 | 10.5147 | 1984 | 8888 | 2020-07-03 |  | Open | 1 |  | 78 |  | 478201 | 477397 | 449348 | 426079 | 407128 | 412855 | 460789 | 496318 | 482108 | 389211 | 421556 | 461069 | 468120 | 421480 | 435235 | 373072 | 289 | 220 | 302 | 269 | 239 | 295 | 289.831 | 274 |  |  | 542 | 478 | 561 | 578 | 480 | 554 | 569.474 | 622 |  |  | 7 | 2 | 4 | 5 | 5 | 4 | 10.431 | 10.591 |  |  | 226 | 273 | 235 | 370 | 392 | 486 | 512 | 536 |  |  | 15 | 5 | 10 | 4117 | 230 | 21641 | 41866
DE-34 | Bremen-Hafen | Germany | EU+UK | hard coal | swb AG | 53.1239 | 8.7273 | 1968 | 2021 | 2020-07-03 |  | Open | 1 |  | 326 |  | 2452302 | 2342463 | 2427637 | 2323564 | 2474970 | 2382645 | 2347901 | 2219417 | 1867155 | 1448094 | 1501808 | 1477173 | 1520633 | 1192614 | 1250947 | 83366 | 785 | 991 | 1244 | 786 | 823 | 961 | 916.84 | 875 |  |  | 1541 | 1501 | 1672 | 1081 | 989 | 1072 | 1074.29 | 1140 |  |  | 5 |  |  | 2 |  |  | 0.32 | 4.22 |  |  | 19.5 | 15.2 | 20.1 | 24.8 | 19.3 | [5 empty] | 33 | 13 | 24 | 10245 | 561 | 48806 | 93969
DE-35 | Bremen-Farge | Germany | EU+UK | hard coal | Riverstone | 53.2021 | 8.5162 | 1969 | 8888 | 2020-07-03 |  | Open | 1 |  | 380 |  | 1650808 | 1725278 | 1491266 | 1706060 | 1687652 | 1578074 | 1183005 | 1634090 | 1691001 | 1326328 | 1463745 | 961333 | 1259810 | 1176866 | 542513 | 353086 | 161 | 164 | 431 | 376 | 389 | 524 | 364 | 466.37 |  |  | 981 | 755 | 1013 | 1136 | 952 | 983 | 296 | 819 |  |  | 42 | 20 | 48 | 36 | 28 | 42 | 21.647 | 1.97 |  |  | 156 | 158 | 150 | 45.4 |  | 16.6 |  | 104 |  |  | 11 | 5 | 8 | 3712 | 203 | 16606 | 31836
DE-37 | Bremen-Hastedt | Germany | EU+UK | hard coal | swb AG | 53.0593 | 8.873 | 1989 | 2022 | 2020-05-08 |  | Open | 1 |  | 129 |  | 724445 | 766303 | 797576 | 520461 | 682110 | 756563 | 770623 | 801528 | 772367 | 687726 | 779277 | 737797 | 776324 | 702955 | 732012 | 666521 | 206 | 337 | 365 | 358 | 279 | 273 | 298.31 | 466 |  |  | 606 | 676 | 601 | 572 | 507 | 581 | 677.84 | 721 |  |  | 1 | 1 | 1 | 2 | 2 | 3 | 2.862 | 1.014 |  |  | 106 | 79.4 | 109 | 113 | 17.1 | 15.5 | 13.9 |  |  |  | 17 | 6 | 12 | 4525 | 253 | 24421 | 47314
DE-43 | Chemnitz North II | Germany | EU+UK | lignite | City of Chemnitz | 50.8566 | 12.923 | 1988 | 8888 | 2020-07-03 |  | Open | 2 |  | 167 |  | 1157869 | 1168418 | 1149728 | 1028119 | 957621 | 1073568 | 1224033 | 1190478 | 1142876 | 979498 | 942323 | 913543 | 1102501 | 1041764 | 1003363 | 896368 | 823 | 1139 | 1108 | 1033 | 876 | 843 | 730.5 | 1010 |  |  | 756 | 895 | 878 | 844 | 683 | 679 | 673 | 818 |  |  | 40 | 47 | 56 | 67 | 50 | 31 | 23.9 | 28.843 |  |  | 48.6 | 51.2 | 51.2 | 13.9 | 10.8 | 12 |  |  |  |  | 18 | 8 | 14 | 6585 | 324 | 27316 | 52098
DE-48 | Cottbus | Germany | EU+UK | lignite | Stadtwerke Cottbus GmbH | 51.7597 | 14.3696 | 1999 | 2022 | 2018-09-07 |  | Open | 1 |  | 82 |  | 525065 | 427414 | 452274 | 451504 | 266986 | 247101 | 308907 | 331416 | 363034 | 307964 | 253433 | 294755 | 163439 | 275892 | 254462 | 14520 | 56 | 100 | 112 | 170 | 115 | 90 | 104.442 | 57.912 |  |  | 143 | 169 | 176 | 232 | 198 | 163 | 186.472 | 103 |  |  |  |  | 2 | 3 | 1 |  | 0.455 |  |  |  | 44.9 | 52.5 | 47.2 | 50.5 | 58.3 | 50.4 | 70.9 | 55.8 |  |  | 4 | 2 | 3 | 1258 | 62 | 5530 | 10592
DE-50 | Datteln | Germany | EU+UK | hard coal | Uniper | 51.6293 | 7.3307 | 1964 | 2013 |  |  | Retired |  |  |  |  | CO2 emissions (EU only) 2017: 35125; CO2 emissions (EU only) 2018: 25499; CO2 emissions (EU only) 2019: 15476; CO2 emissions (EU only) 2020: 10542; SO2 emissions 2010: 1151; SO2 emissions 2011: 1254; SO2 emissions 2012: 1102; SO2 emissions 2013: 934; SO2 emissions 2014: 177; SO2 emissions 2015: 15; NOx emissions 2010: 962; NOx emissions 2011: 1042; NOx emissions 2012: 1045; NOx emissions 2013: 983; NOx emissions 2014: 221; NOx emissions 2015: 38; NOx emissions 2016: 122; NOx emissions 2017: 88.566; PM10 (dust) emissions 2010: 65; PM10 (dust) emissions 2011: 66; PM10 (dust) emissions 2012: 59; PM10 (dust) emissions 2013: 51; PM10 (dust) emissions 2014: 8; PM10 (dust) emissions 2015: 1 | 2 | 1 | 1 | 438 | 26 | 3146 | 6167
DE-51 | Dessau | Germany | EU+UK | lignite | Stadtwerke Dessau | 51.8276 | 12.2306 | 1996 | 2019 | 2018-10-15 |  | Retired |  |  |  |  | 216992 | 200185 | 212888 | 191971 | 181612 | 185547 | 173779 | 192225 | 198866 | 154748 | 155595 | 149561 | 174496 | 146162 | 141392 |  | 490 | 451 | 672 | 837 | 885 | 562 | 735.03 | 857.575 |  |  | 199 | 267 | 349 | 355 | 309 | 192 | 272.964 | 33.48 |  |  | 1 | 4 | 11 | 12 | 8 | 6 | 6.222 | 7.259 |  |  | 35 | 40 | 26 | 30 | [6 empty] | 13 | 6 | 10 | 5045 | 245 | 19351 | 36714
DE-58 | Dortmund Gustav Knepper | Germany | EU+UK | hard coal | Uniper | 51.5685 | 7.3502 | 1971 | 2014 |  |  | Retired |  |  |  |  | CO2 emissions (EU only) 2005: 1477324; CO2 emissions (EU only) 2006: 1569001; CO2 emissions (EU only) 2007: 1607553; CO2 emissions (EU only) 2008: 1654278; CO2 emissions (EU only) 2009: 556011; CO2 emissions (EU only) 2010: 1044879; CO2 emissions (EU only) 2011: 1137546; CO2 emissions (EU only) 2012: 1043003; CO2 emissions (EU only) 2013: 1141645; CO2 emissions (EU only) 2014: 969115; SO2 emissions 2010: 662; SO2 emissions 2011: 690; SO2 emissions 2012: 504; SO2 emissions 2013: 535; SO2 emissions 2014: 515; NOx emissions 2010: 595; NOx emissions 2011: 622; NOx emissions 2012: 590; NOx emissions 2013: 595; NOx emissions 2014: 589; PM10 (dust) emissions 2010: 34; PM10 (dust) emissions 2011: 28; PM10 (dust) emissions 2012: 24; PM10 (dust) emissions 2013: 27; PM10 (dust) emissions 2014: 25
DE-64 | Duisburg-Hochfeld | Germany | EU+UK | hard coal | Duisburger Versorgungs- und Verkehrsgesellschaft mbH (DVV) | 51.4291 | 6.7508 | 1965 | 2018 | 2018-03-06 |  | Retired |  |  |  |  | 537265 | 515311 | 1286708 | 1121279 | 1165367 | 853796 | 984785 | 477885 | 538398 | 563497 | 515122 | 458139 | 496153 | 148442 | 14243 |  | 183 | 198 | 169 | 288 | 252 | 262 | 183 | 238 |  |  | 154 | 244 | 250 | 321 | 213 | 212 | 127 | 177.683 |  |  | 15 | 13 | 5 | 15 | 13 | 16 | 0.002 | 1.558 | [12 empty] | 5 | 2 | 4 | 1731 | 93 | 7486 | 14334
DE-67 | Duisburg-Walsum | Germany | EU+UK | hard coal | Steag | 51.526 | 6.7196 | 1959 | 9999 | 2020-07-03 |  | Open | 2 |  | 1200 |  | 2066008 | 2084000 | 2223204 | 2024481 | 1840077 | 1964619 | 1442484 | 1849212 | 3309313 | 4627648 | 4307843 | 4797030 | 3125023 | 3321056 | 3087344 | 2062745 | 1239 | 971 | 1377 | 1886 | 2052 | 2155 | 2316.873 | 1780 |  |  | 1407 | 1087 | 1353 | 1988 | 3420 | 3643 | 3554.95 | 2320 |  |  | 2 | 20 | 11 | 33 | 44 | 41 | 32.965 | 1.22 |  |  | 38 | 43 | 16 | 24 | 25 | 34 | 23.7 | 36.3 |  |  | 98 | 38 | 70 | 29071 | 1607 | 145884 | 281617
DE-77 | Ensdorf | Germany | EU+UK | hard coal | RWE | 49.2932 | 6.7708 | 1963 | 2017 | 2017-07-20 |  | Retired |  |  |  |  | 1985620 | 1959386 | 1634279 | 1598426 | 1230412 | 929653 | 901569 | 1708534 | 2094253 | 1649470 | 1366444 | 1142170 | 1089992 |  |  |  | 604 | 685 | 1247 | 1408 | 1042 | 861 | 718 | 744 |  |  | 620 | 909 | 1305 | 1321 | 990 | 749 | 638 | 626 |  |  | 10 | 4 | 10 | 45 | 18 | 13 | 4 | 3.817 |  |  | 26.2 | 15.3 | 44.2 | 80.3 | 97.1 | 116 | 60.3 | 25.9 |  |  | 22 | 9 | 16 | 7313 | 398 | 33083 | 63509
DE-79 | Erlangen | Germany | EU+UK | hard coal | City of Erlangen | 49.5925 | 11.0021 | 1980 | 2020 | 2019-04-24 |  | Retired |  |  |  |  | 151168 | 147383 | 146513 | 151418 | 156083 | 165782 | 153311 | 159859 | 159214 | 151427 | 161663 | 174847 | 175950 | 176403 | 162936 | 150448 | 36 | 40 | 39 | 43 | 35 | 39 | 22.159 | 22.299 |  |  | 153 | 159 | 161 | 179 | 169 | 185 | 184.799 | 184 |  |  | 1 | 3 | 1 | 1 | 1 | 1 | 1.004 | 1.01 | [6 empty] | 12.2 | 14.9 |  | 17.6 |  |  | 3 | 1 | 2 | 806 | 40 | 3944 | 7603
DE-81 | Weisweiler | Germany | EU+UK | lignite | RWE | 50.8332 | 6.3146 | 1955 | 2029 | 2020-07-03 |  | Open | 4 |  | 1958 |  | 20612731 | 18824339 | 19686469 | 21441408 | 19041068 | 19703413 | 19204058 | 20043027 | 18661627 | 16854243 | 18139249 | 18745560 | 18945349 | 16786258 | 13297450 | 11473822 | 3064 | 3570 | 4630 | 5387 | 4054 | 4135 | 3100 | 3410 |  |  | 12707 | 12100 | 13400 | 12749 | 11578 | 12571 | 12700 | 13000 |  |  | 456 | 404 | 391 | 277 | 229 | 235 | 325 | 309 | [12 empty] | 278 | 92 | 192 | 68866 | 3935 | 407758 | 793040
DE-86 | Flensburg | Germany | EU+UK | hard coal | City of Flensburg | 54.8049 | 9.4327 | 1978 | 8888 | 2020-07-03 |  | Open | 3 |  | 100 |  | 703634 | 748671 | 650869 | 668673 | 619385 | 694392 | 601118 | 641623 | 614950 | 543876 | 668226 | 631576 | 596836 | 601832 | 566625 | 518014 | 350 | 283 | 274 | 37 | 54 | 205 | 211 | 189 |  |  | 313 | 249 | 272 | 159 | 119 | 226 | 223 | 174 |  |  | 6 | 2 | 1 | 1 | 2 | 3 | 0.06 |  |  |  | 271 | 363 | 299 | 227 | 232 | 176 | 271 | 226 |  |  | 7 | 3 | 5 | 1841 | 110 | 10354 | 20052
DE-89 | Frankfurt/Main West | Germany | EU+UK | hard coal | Stadtwerke Frankfurt am Main | 50.0986 | 8.6532 | 1989 | 8888 | 2020-07-03 |  | Open | 2 |  | 144 |  | 1030106 | 1019423 | 822537 | 850969 | 966525 | 989598 | 961362 | 964592 | 948863 | 871180 | 845063 | 824067 | 929738 | 709806 | 638448 | 602643 | 438 | 455 | 414 | 439 | 373 | 343 | 326.313 | 312 |  |  | 807 | 806 | 795 | 773 | 707 | 535 | 551.767 | 605 |  |  | 3 | 3 | 3 | 5 | 3 | 6 | 8.964 | 10.1 | [12 empty] | 15 | 6 | 10 | 4300 | 239 | 21983 | 42472
DE-95 | Universitaet Freiburg | Germany | EU+UK | hard coal | Universitätsklinikum Freiburg | 48.0232 | 7.844 | 1927 | 2012 |  |  | Retired |  |  |  |  | CO2 emissions (EU only) 2005: 104786; CO2 emissions (EU only) 2006: 114895; CO2 emissions (EU only) 2007: 106760; CO2 emissions (EU only) 2008: 113494; CO2 emissions (EU only) 2009: 100505; CO2 emissions (EU only) 2010: 98310; CO2 emissions (EU only) 2011: 78079; NOx emissions 2010: 49; NOx emissions 2011: 89; NOx emissions 2012: 86; NOx emissions 2013: 73; NOx emissions 2014: 63; NOx emissions 2015: 57; Mercury emissions (Hg to air and water) 2010: 35.5; Mercury emissions (Hg to air and water) 2011: 23.3; Mercury emissions (Hg to air and water) 2012: 28; Mercury emissions (Hg to air and water) 2013: 26.4; Mercury emissions (Hg to air and water) 2014: 14; Mercury emissions (Hg to air and water) 2015: 20; Mercury emissions (Hg to air and water) 2016: 15.3; Mercury emissions (Hg to air and water) 2017: 10.4
DE-100 | Scholven/Buer | Germany | EU+UK | hard coal | Uniper | 51.6024 | 7.0099 | 1968 | 8888 | 2018-12-14 |  | Open | 3 |  | 816 |  | 9815880 | 10671936 | 12646858 | 10576801 | 5758143 | 9392240 | 9184139 | 9669236 | 10221138 | 8808734 | 4720436 | 4242313 | 4300742 | 4279504 | 4063828 | 3448243 | 4332 | 4232 | 4072 | 3718 | 3626 | 1814 | 1567 | 1670 |  |  | 7091 | 6819 | 6645 | 6110 | 5963 | 3418 | 2952 | 3140 |  |  | 271 | 232 | 236 | 225 | 221 | 126 | 108 | 104 | [12 empty] | 78 | 29 | 54 | 22076 | 1234 | 115155 | 222636
DE-106 | Frimmersdorf | Germany | EU+UK | lignite | RWE | 51.0585 | 6.5825 | 1957 | 2021 | 2016-10-24 |  | Open | 2 |  | 635 |  | 17573788 | 19317451 | 19599684 | 18550870 | 16760568 | 14344492 | 15239887 | 9017270 | 4259517 | 4447694 | 4752557 | 4353370 | 3582337 | 293 | 337 | 273 | 5616 | 4864 | 2480 | 1206 | 1488 | 1141 | 883.797 | 793 |  |  | 9069 | 9729 | 5749 | 2776 | 3032 | 3004 | 2761.343 | 2320 |  |  | 219 | 252 | 180 | 93 | 71 | 81 | 88.64 | 68.7 |  |  | 135 | 134 | 144 | 155 | 151 | 79 | 106 | 78.8 |  |  | 64 | 22 | 44 | 16530 | 938 | 93982 | 182441
DE-107 | Neurath | Germany | EU+UK | lignite | RWE | 51.0372 | 6.5992 | 1972 | 2038 | 2020-07-03 |  | Open | 7 |  | 4424 |  | 17980947 | 17917668 | 16795941 | 17950607 | 17870203 | 16939457 | 19563072 | 31227456 | 33254389 | 32441213 | 32069617 | 31321639 | 29900372 | 32156657 | 22596980 | 18671292 | 3188 | 2336 | 5831 | 6262 | 5982 | 6422 | 5571.22 | 5640 |  |  | 11717 | 11687 | 20679 | 22784 | 22595 | 22340 | 21650.13 | 20200 |  |  | 275 | 310 | 484 | 457 | 520 | 608 | 553.7 | 405 |  |  | 153 | 196 | 119 | 68.6 | 79.1 | 95.9 | 64.1 | 59.9 |  |  | 478 | 160 | 330 | 119394 | 6811 | 701704 | 1364296
DE-108 | Staudinger | Germany | EU+UK | hard coal | Uniper | 50.0877 | 8.9535 | 1965 | 8888 | 2020-07-03 |  | Open | 1 |  | 553 |  | 4706058 | 4480280 | 5456662 | 4539918 | 4583548 | 4475300 | 3835134 | 3642569 | 2561945 | 900297 | 2182690 | 2427352 | 1889339 | 1583274 | 1151748 | 924225 | 665 | 693 | 871 | 589 | 185 | 354 | 417 | 572 |  |  | 2771 | 2533 | 2399 | 1712 | 600 | 1453 | 1650 | 1250 |  |  | 64 | 54 | 87 | 47 | 20 | 70 | 0.188 | 0.885 |  |  | 181 | 220 | 497 | 667 | 672 | 708 | 576 | 568 |  |  | 36 | 12 | 25 | 8826 | 501 | 52143 | 101449
DE-113 | Halle | Germany | EU+UK | hard coal | City of Halle | 51.4591 | 11.9929 | 1972 | 2005 |  |  | Retired |  |  |  |  | CO2 emissions (EU only) 2005: 196184; CO2 emissions (EU only) 2006: 257806; CO2 emissions (EU only) 2007: 188035; CO2 emissions (EU only) 2008: 6100; CO2 emissions (EU only) 2009: 17991; CO2 emissions (EU only) 2010: 26746; CO2 emissions (EU only) 2011: 12203; CO2 emissions (EU only) 2012: 15727; CO2 emissions (EU only) 2013: 32219; CO2 emissions (EU only) 2014: 17064; CO2 emissions (EU only) 2015: 12344; CO2 emissions (EU only) 2016: 9619; CO2 emissions (EU only) 2017: 7354; SO2 emissions 2010: 2; SO2 emissions 2011: 2; SO2 emissions 2012: 1; SO2 emissions 2013: 1; SO2 emissions 2014: 1; SO2 emissions 2015: 3; NOx emissions 2010: 62; NOx emissions 2011: 55; NOx emissions 2012: 42; NOx emissions 2013: 105; NOx emissions 2014: 117; NOx emissions 2015: 177; NOx emissions 2016: 196; Mercury emissions (Hg to air and water) 2010: 45.6; Mercury emissions (Hg to air and water) 2011: 31.7; Mercury emissions (Hg to air and water) 2012: 35.1; Mercury emissions (Hg to air and water) 2013: 29.8; Mercury emissions (Hg to air and water) 2015: 30.3; Mercury emissions (Hg to air and water) 2017: 20.6
DE-119 | Hamburg-Tiefstack | Germany | EU+UK | hard coal | City of Hamburg | 53.5261 | 10.0655 | 1993 | 8888 | 2020-07-03 |  | Open | 1 |  | 205 |  | 1203737 | 1023185 | 1247800 | 1292173 | 1479819 | 1478950 | 1459471 | 1252103 | 1332735 | 1274327 | 1295279 | 1296112 | 1213337 | 1174604 | 1069564 | 1115818 | 716 | 755 | 674 | 786 | 757 | 755 | 391.6 | 366.591 |  |  | 1308 | 1255 | 1022 | 1054 | 988 | 866 | 518.5 | 501.948 |  |  | 7 | 7 | 7 | 11 | 8 | 11 | 7 | 0.96 | [12 empty] | 14 | 5 | 10 | 3720 | 222 | 20910 | 40488
DE-121 | Hamm Westfalen | Germany | EU+UK | hard coal | RWE | 51.6826 | 7.9699 | 1963 | 2021 | 2020-07-03 |  | Open | 1 |  | 820 |  | CO2 emissions (EU only) 2005: 3406579; CO2 emissions (EU only) 2006: 3180497; CO2 emissions (EU only) 2007: 3378852; CO2 emissions (EU only) 2008: 2958375; CO2 emissions (EU only) 2009: 2877282; CO2 emissions (EU only) 2010: 1897246; CO2 emissions (EU only) 2011: 1016911; CO2 emissions (EU only) 2012: 1078493; CO2 emissions (EU only) 2013: 1496606; CO2 emissions (EU only) 2014: 3757408; CO2 emissions (EU only) 2015: 3881602; CO2 emissions (EU only) 2016: 3403693; CO2 emissions (EU only) 2017: 2709042; CO2 emissions (EU only) 2018: 2991509; CO2 emissions (EU only) 2019: 1768157; CO2 emissions (EU only) 2020: 1380079; SO2 emissions 2014: 867; SO2 emissions 2015: 1180; SO2 emissions 2016: 1025.102; SO2 emissions 2017: 936; NOx emissions 2014: 1337; NOx emissions 2015: 2342; NOx emissions 2016: 2135.704; NOx emissions 2017: 1840; PM10 (dust) emissions 2014: 45; PM10 (dust) emissions 2015: 26; PM10 (dust) emissions 2016: 27.99; PM10 (dust) emissions 2017: 9.592; Mercury emissions (Hg to air and water) 2012: 25.5; Mercury emissions (Hg to air and water) 2013: 30.2; Mercury emissions (Hg to air and water) 2014: 17.4; Mercury emissions (Hg to air and water) 2015: 14.8; Mercury emissions (Hg to air and water) 2016: 20.4 | 54 | 20 | 38 | 14952 | 835 | 79428 | 153753
DE-122 | Hannover | Germany | EU+UK | hard coal | Versorgungs- und Verkehrsgesellschaft Hannover mbH (VVG) | 52.4203 | 9.6476 | 1989 | 8888 | 2020-07-03 |  | Open | 2 |  | 300 |  | 1687456 | 1842577 | 1768903 | 1625128 | 1747566 | 1867347 | 1835393 | 1774498 | 1703428 | 1723873 | 1726850 | 1667128 | 1590978 | 1630746 | 1209372 | 1057616 | 1101 | 1189 | 1221 | 1126 | 774 | 795 | 897.1 | 788 |  |  | 994 | 1065 | 1035 | 934 | 930 | 938 | 913.1 | 896 |  |  | 26 | 23 | 18 | 15 | 18 | 23 | 29.9 | 28.534 | [6 empty] | 41.7 | 54.6 | 29.1 | 29 |  |  | 30 | 13 | 22 | 9684 | 530 | 45013 | 86515
DE-125 | Heilbronn | Germany | EU+UK | hard coal | EnBW | 49.1756 | 9.2076 | 1965 | 8888 | 2020-07-03 |  | Open | 3 |  | 1066 |  | 3724808 | 4417234 | 4354679 | 3280484 | 2612942 | 3241050 | 2914670 | 3355407 | 4132820 | 3284784 | 3178511 | 2388302 | 2394697 | 2712379 | 1338801 | 637633 | 1655 | 1359 | 1502 | 1910 | 1557 | 1482 | 1030.814 | 1033.574 |  |  | 2161 | 1874 | 2140 | 2959 | 2147 | 2023 | 1384.802 | 1568.511 |  |  | 9 | 13 | 22 | 44 | 35 | 32 | 20.794 | 20.85 |  |  | 22 | 19 | 19 | 18 | 21 | 20 | 20 |  |  |  | 40 | 16 | 29 | 12260 | 676 | 60000 | 115665
DE-126 | Buschhaus | Germany | EU+UK | lignite | EPH | 52.1724 | 10.9768 | 1985 | 2020 | 2016-10-24 |  | Retired |  |  |  |  | 2583708 | 2213344 | 2592614 | 2270643 | 2060980 | 2209573 | 1811394 | 2179571 | 1531268 | 2753777 | 2278643 | 1798498 | 3 | 127 | 48 |  | 1776 | 1482 | 2242 | 1382 | 2727 | 2560 | 1910 |  |  |  | 1381 | 1033 | 1303 | 930 | 1659 | 1300 | 1000 |  |  |  | 14 | 9 | 11 | 6 | 5 | 2 | 5.2 |  |  |  | 34 | 14 | 30 | 74 | 59.1 | 34.1 | 37.7 |  |  |  | 46 | 21 | 34 | 16925 | 908 | 69880 | 133417
DE-128 | Herne | Germany | EU+UK | hard coal | Steag | 51.5507 | 7.1875 | 1963 | 8888 | 2020-07-03 |  | Open | 1 |  | 500 |  | 3272896 | 3575447 | 3094579 | 2783702 | 2228051 | 2475237 | 2456699 | 2337872 | 2624660 | 2690803 | 2654608 | 2173726 | 1531134 | 1311527 | 1132980 | 851369 | 1343 | 1246 | 1333 | 1730 | 1601 | 1509 | 1029.913 | 708 |  |  | 1789 | 1794 | 1508 | 1938 | 1934 | 1881 | 1438.619 | 1000 |  |  | 17 | 20 | 10 | 17 | 21 | 22 | 30.364 | 21.388 |  |  | 81.3 | 91.7 | 60.8 | 27.3 | 57.1 | 107 | 147 |  |  |  | 41 | 16 | 29 | 12497 | 690 | 61631 | 118848
DE-129 | Herne Shamrock | Germany | EU+UK | hard coal | Uniper | 51.5285 | 7.1778 | 1957 | 2013 |  |  | Retired |  |  |  |  | CO2 emissions (EU only) 2005: 694416; CO2 emissions (EU only) 2006: 722379; CO2 emissions (EU only) 2007: 839379; CO2 emissions (EU only) 2008: 793597; CO2 emissions (EU only) 2009: 643051; CO2 emissions (EU only) 2010: 709189; CO2 emissions (EU only) 2011: 643738; CO2 emissions (EU only) 2012: 626636; CO2 emissions (EU only) 2013: 264697; SO2 emissions 2010: 108; SO2 emissions 2011: 105; SO2 emissions 2012: 117; SO2 emissions 2013: 62; SO2 emissions 2015: 1; NOx emissions 2010: 267; NOx emissions 2011: 260; NOx emissions 2012: 277; NOx emissions 2013: 129; NOx emissions 2014: 1; NOx emissions 2015: 1; PM10 (dust) emissions 2010: 12; PM10 (dust) emissions 2011: 10; PM10 (dust) emissions 2012: 11; PM10 (dust) emissions 2013: 5; Mercury emissions (Hg to air and water) 2010: 31.55; Mercury emissions (Hg to air and water) 2011: 31.7; Mercury emissions (Hg to air and water) 2012: 50.5; Mercury emissions (Hg to air and water) 2013: 44; Mercury emissions (Hg to air and water) 2014: 66.8; Mercury emissions (Hg to air and water) 2015: 45.4; Mercury emissions (Hg to air and water) 2016: 39.1
DE-130 | Mehrum | Germany | EU+UK | hard coal | EPH | 52.315 | 10.0914 | 1979 | 2021 | 2020-07-03 |  | Open | 1 |  | 750 |  | 3914285 | 3957310 | 3572023 | 2400214 | 3296603 | 2953874 | 3039549 | 2626171 | 3254376 | 2836020 | 2540432 | 1757403 | 1929983 | 2319751 | 710340 | 835712 | 1672 | 1732 | 1883 | 3008 | 2494 | 2442 | 1155.7 | 1203.8 |  |  | 2032 | 2094 | 2002 | 2540 | 2238 | 2002 | 1331.3 | 1414 |  |  | 27 | 43 | 26 | 42 | 28 | 27 | 18 | 14.3 | [12 empty] | 41 | 17 | 30 | 12924 | 709 | 61417 | 118215
DE-131 | Waehlitz | Germany | EU+UK | lignite | EPH | 51.1663 | 12.0764 | 1994 | 8888 | 2020-07-03 |  | Open | 1 |  | 37 |  | 337207 | 332353 | 307480 | 298418 | 308135 | 285919 | 342094 | 324652 | 311188 | 312204 | 319041 | 302299 | 332791 | 241998 | 317400 | 220576 | 298 | 384 | 357 | 363 | 366 | 366 | 307.6 | 335.3 |  |  | 109 | 158 | 152 | 134 | 127 | 136 | 150.2 | 145.2 |  |  | 1 | 2 | 3 | 4 | 2 | 2 | 2.3 | 3.5 |  |  | 51 | 43.1 | 33.6 | 55.2 | 37 | 33.3 | 22.1 | 24.4 |  |  | 6 | 3 | 5 | 2242 | 109 | 8770 | 16663
DE-138 | Goldenberg | Germany | EU+UK | lignite | RWE | 50.861 | 6.8434 | 1992 | 8888 | 2020-07-03 |  | Open | 1 |  | 76 |  | 1394768 | 1664380 | 1492609 | 1541676 | 1359484 | 1318953 | 1707064 | 1642953 | 1501208 | 1277618 | 1164166 | 898303 | 847900 | 804094 | 807126 | 778005 | 822 | 1069 | 1183 | 762 | 478 | 421 |  |  |  |  | 753 | 1008 | 1021 | 856 | 614 | 515 |  |  |  |  | 9 | 9 | 14 | 22 | 14 | 6 | [10 empty] | 17.1 | 17.5
DE-140 | Ibbenbueren | Germany | EU+UK | hard coal | RWE | 52.2888 | 7.7479 | 1985 | 2021 | 2020-07-03 |  | Open | 1 |  | 838 |  | 3596816 | 4324981 | 4775857 | 4335239 | 2850500 | 4911078 | 4974808 | 4788487 | 2955603 | 4092086 | 3334278 | 3863723 | 2512586 | 3033405 | 743877 | 873656 | 4 | 6 |  | 1 | 1 | 1394 | 1730 | 967 |  |  | 3 | 4 | 3 | 7 | 6 | 2190 | 2540 | 1640 | [7 empty] | 28 | 53.9 | 35.051 | [12 empty] | 72 | 28 | 51 | 21450 | 1186 | 106789 | 206028
DE-144 | HKW Karcherstr. | Germany | EU+UK | hard coal | SWK - Stadtwerke Kaiserslautern | 49.435 | 7.7609 | 1996 | 8888 | 2020-07-03 |  | Open | 1 |  | 15 |  | 117166 | 119380 | 132610 | 146490 | 142189 | 170175 | 158257 | 148302 | 161576 | 142632 | 148712 | 132853 | 133027 | 593 | 127342 | 107422 | 200 | 97 | 97 | 110 | 122 | 89 |  |  |  |  | 208 | 157 | 173 | 197 | 157 | 114 |  |  |  |  | 2 | 1 | 2 | 5 | 6 | 2 |  |  |  |  | 13 | 13.9 |  | 13.9 |  | 21 | 41.2 | 24.7
DE-148 | Karlsruhe | Germany | EU+UK | hard coal | EnBW | 49.0143 | 8.3042 | 1985 | 9999 | 2020-07-03 |  | Open | 2 |  | 1462 |  | 2475084 | 2450731 | 2307894 | 2626466 | 1788869 | 2168658 | 2421814 | 2178344 | 3030086 | 3621329 | 3874679 | 2985790 | 3841547 | 3702300 | 2607039 | 2133670 | 1078 | 1519 | 1568 | 2304 | 1388 | 1961 | 1567.9 | 1861 |  |  | 1139 | 1423 | 1372 | 2130 | 1292 | 1804 | 1614 | 1820.2 |  |  | 24 | 39 | 34 | 22 | 23 | 23 | 21 | 25.1 | [12 empty] | 52 | 22 | 38 | 16826 | 919 | 78275 | 150488
DE-150 | Kassel | Germany | EU+UK | lignite | City of Kassel | 51.2793 | 9.4833 | 1988 | 8888 | 2020-07-03 |  | Open | 1 |  | 38 |  | 68594 | 65741 | 52954 | 54337 | 56889 | 73108 | 55971 | 191854 | 203897 | 183362 | 186628 | 200965 | 199298 | 201595 | 219031 | 31540 | 122 | 102 | 56 | 126 | 91 | 94 | 48.289 | 13.407 |  |  | 217 | 177 | 108 | 136 | 112 | 129 | 138 | 107 |  |  | 1 | 1 |  | 1 | 1 | 2 | 0.353 |  |  |  | 19 | 21 | 16.2 | 33 | 31.8 | 59.2 | 93.6 | 41.9 |  |  | 3 | 1 | 2 | 833 | 47 | 4679 | 9083
DE-152 | Kiel East | Germany | EU+UK | hard coal | Uniper | 54.3387 | 10.177 | 1970 | 2019 | 2018-02-27 |  | Retired |  |  |  |  | 1819426 | 1806607 | 1454104 | 1893294 | 1912904 | 1828125 | 1169839 | 1849235 | 1749593 | 1581618 | 1438502 | 1212574 | 1116575 | 1251101 | 415608 |  | 416 | 208 | 407 | 561 | 439 | 386 | 260.984 | 203.806 |  |  | 1250 | 802 | 1294 | 1285 | 1164 | 1057 | 914.268 | 836.568 |  |  | 49 | 35 | 37 | 35 | 30 | 37 | 46.998 | 48.047 | [12 empty] | 16 | 6 | 11 | 4154 | 250 | 23278 | 45029
DE-154 | Cologne-Merkenich | Germany | EU+UK | lignite | Stadtwerke Köln | 51.0168 | 6.9634 | 2010 | 8888 | 2020-07-03 |  | Open | 1 |  | 85 |  | 756530 | 821035 | 811820 | 772906 | 708713 | 657321 | 698924 | 603112 | 592066 | 336118 | 506597 | 455743 | 537244 | 538186 | 366508 | 329476 | 84 | 187 | 176 | 294 | 139 | 86 | 76.865 | 121.021 |  |  | 472 | 505 | 462 | 546 | 287 | 317 | 271.467 | 331.047 |  |  | 1 | 3 | 4 | 6 | 2 | 4 | 2.256 | 5.11 |  |  |  |  | 22.7 | 25.3 | 32 | 16.2 |  |  |  |  | 6 | 2 | 4 | 1521 | 86 | 8830 | 17165
DE-155 | Leverkusen | Germany | EU+UK | hard coal | Currenta GmbH & Co. OHG | 51.0222 | 6.9859 | 1962 | 8888 | 2020-07-03 |  | Open | 1 |  | 112 |  | 899887 | 918085 | 896369 | 907650 | 827201 | 878891 | 840489 | 907908 | 804073 | 757014 | 760235 | 718721 | 705942 | 731566 | 648572 | 573315 | 745 | 748 | 581 | 488 | 449 | 454 | 272.515 | 288.436 |  |  | 800 | 769 | 450 | 306 | 283 | 289 | 273.1 | 298.475 |  |  | 26 | 12 | 8 | 3 | 5 | 8 | 3.843 | 2.647 | [12 empty] | 9 | 4 | 6 | 2899 | 158 | 13419 | 25791
DE-163 | Luenen | Germany | EU+UK | hard coal | Steag | 51.616 | 7.4781 | 1962 | 2018 | 2018-11-02 |  | Retired |  |  |  |  | 1873951 | 2127693 | 2338406 | 2209558 | 1305191 | 1519357 | 1600001 | 1432104 | 1950633 | 1716226 | 1657015 | 1178742 | 995360 | 1043514 | 1652 |  | 1117 | 1053 | 952 | 1172 | 1015 | 884 | 433.038 | 406.097 |  |  | 971 | 1010 | 915 | 1277 | 1152 | 1166 | 817.503 | 655.828 |  |  | 34 | 48 | 24 | 35 | 29 | 20 | 31.836 | 14.731 | [12 empty] | 21 | 8 | 15 | 6117 | 342 | 31922 | 61716
DE-167 | Luenen-Stummhafen | Germany | EU+UK | hard coal | Trianel Kohlekraftwerk Lünen GmbH & Co. KG | 51.6141 | 7.4652 | 2013 | 9999 | 2020-07-03 |  | Open | 1 |  | 820 | [7 empty] | 313 | 61206 | 2806533 | 3674288 | 2078468 | 3429207 | 2647439 | 3185740 | 2712497 | 1329736 |  |  | 2 | 848 | 1142 | 588 | 990.011 | 798 |  |  |  |  | 10 | 924 | 1147 | 613 | 1033.912 | 849 | [5 empty] | 43 | 39 | 21 | 27.944 | 97.3 |  |  | 16.9 | 28.9 | 13.2 | 16.7 | 24.4 | 27.2 | 21.7 | 14.6 |  |  | 33 | 14 | 24 | 10755 | 589 | 50212 | 96538
DE-170 | Mannheim | Germany | EU+UK | hard coal | RWE | 49.447 | 8.4925 | 1966 | 9999 | 2020-07-03 |  | Open | 4 |  | 2146 |  | 7897305 | 7679643 | 7442552 | 7101147 | 6636511 | 6514534 | 5944121 | 6064558 | 6750151 | 6185024 | 7316094 | 7876220 | 6858626 | 6741030 | 4922249 | 4179128 | 1494 | 1824 | 1962 | 1935 | 1843 | 1419 | 1976.2 | 2433.2 |  |  | 3547 | 3266 | 3190 | 3648 | 3502 | 3395 | 3449.5 | 2892 |  |  | 156 | 130 | 101 | 142 | 115 | 139 | 130.1 | 95.3 | [6 empty] | 18.7 | 14.8 | 40.1 | 15.1 |  |  | 93 | 35 | 65 | 26828 | 1496 | 138009 | 266636
DE-172 | Marl | Germany | EU+UK | hard coal | Evonik | 51.6784 | 7.1031 | 1966 | 8888 | 2020-07-03 |  | Open | 2 |  | 136 |  | 2367654 | 2462834 | 2388058 | 2389526 | 2179266 | 2246296 | 2002467 | 2264547 | 2182394 | 2247149 | 1887037 | 1517311 | 1701963 | 1643452 | 1566925 | 1614210 | 873 | 989 | 1178 | 1057 | 1085 | 700 |  |  |  |  | 1736 | 1805 | 1975 | 1828 | 1856 | 1591 | 200.613 | 145.998 |  |  | 52 | 36 | 61 | 41 | 45 | 27 | 1.342 | 0.52 |  |  | 146 | 134 | 137 | 154 | 139 | 148 | 136 | 122 |  |  | 4 | 1 | 2 | 726 | 43 | 5208 | 10208
DE-173 | Mumsdorf | Germany | EU+UK | lignite | EPH | 51.0712 | 12.2608 | 1968 | 2013 |  |  | Retired |  |  |  |  | CO2 emissions (EU only) 2005: 897240; CO2 emissions (EU only) 2006: 858917; CO2 emissions (EU only) 2007: 900334; CO2 emissions (EU only) 2008: 867920; CO2 emissions (EU only) 2009: 837063; CO2 emissions (EU only) 2010: 918308; CO2 emissions (EU only) 2011: 931353; CO2 emissions (EU only) 2012: 905992; CO2 emissions (EU only) 2013: 461331
DE-174 | Hafen Muenster | Germany | EU+UK | hard coal | CIty of Muenster | 51.9503 | 7.6405 | 1977 | 2005 |  |  | Retired |  |  |  |  | CO2 emissions (EU only) 2005: 182058; CO2 emissions (EU only) 2006: 253302; CO2 emissions (EU only) 2007: 257648; CO2 emissions (EU only) 2008: 249876; CO2 emissions (EU only) 2009: 245611; CO2 emissions (EU only) 2010: 254094; CO2 emissions (EU only) 2011: 257006; CO2 emissions (EU only) 2012: 243902; CO2 emissions (EU only) 2013: 225009; CO2 emissions (EU only) 2014: 174033; CO2 emissions (EU only) 2015: 186547; CO2 emissions (EU only) 2016: 231081; CO2 emissions (EU only) 2017: 216856; SO2 emissions 2012: 2; SO2 emissions 2013: 2; SO2 emissions 2014: 1; SO2 emissions 2015: 2; NOx emissions 2010: 123; NOx emissions 2011: 140; NOx emissions 2012: 182; NOx emissions 2013: 160; NOx emissions 2014: 76; NOx emissions 2015: 132; NOx emissions 2016: 149
DE-183 | Offenbach | Germany | EU+UK | hard coal | MVV Energie AG | 50.1113 | 8.7454 | 1990 | 8888 | 2020-07-03 |  | Open | 1 |  | 60 |  | 298550 | 310403 | 215235 | 305133 | 243410 | 314986 | 256029 | 269409 | 277408 | 240615 | 236129 | 239875 | 233705 | 197685 | 192328 | 168872 | 168 | 128 | 138 | 144 | 125 | 104 | 122.774 | 126.225 |  |  | 130 | 130 | 131 | 121 | 115 | 96 | 100.814 | 83.058 |  |  | 3 | 2 | 1 | 3 | 1 | 2 | 1.105 | 0.811 | [12 empty] | 4 | 2 | 3 | 1223 | 66 | 5455 | 10463
DE-186 | Jaenschwalde | Germany | EU+UK | lignite | EPH | 51.8335 | 14.4577 | 1981 | 2028 | 2020-07-03 |  | Open | 6 |  | 3210 |  | 25245962 | 23732888 | 24189987 | 23457273 | 23256898 | 23486345 | 24034231 | 24424241 | 25395582 | 24196146 | 23325104 | 23756337 | 23626776 | 22807073 | 17613703 | 13649542 | 21386 | 22266 | 23387 | 23056 | 20946 | 17818 | 16100 | 15100 |  |  | 18732 | 19601 | 19868 | 20528 | 19451 | 18639 | 19200 | 19000 |  |  | 646 | 719 | 727 | 764 | 688 | 648 | 541 | 535 | [5 empty] | 12.3 | [6 empty] | 450 | 204 | 361 | 161263 | 7955 | 684994 | 1308595
DE-187 | Heyden | Germany | EU+UK | hard coal | Uniper | 52.3816 | 8.9986 | 1987 | 2021 | 2020-07-03 |  | Open | 1 |  | 923 |  | 2610998 | 4100667 | 3678763 | 3967448 | 3956115 | 3874826 | 4227256 | 2542334 | 4130190 | 2189322 | 2757365 | 3004101 | 1977821 | 1744340 | 645248 | 901613 | 1377 | 2048 | 1250 | 2244 | 1010 | 1377 | 1417.874 | 925.908 |  |  | 2921 | 3253 | 1905 | 3012 | 1543 | 1796 | 2116.664 | 1328.939 |  |  | 87 | 61 | 33 | 28 | 18 | 23 | 23.064 | 15.417 |  |  | 592 | 350 | 505 | 330 | 501 | 431 | 743 | 672 |  |  | 59 | 23 | 42 | 17595 | 972 | 87840 | 169518
DE-188 | Pforzheim | Germany | EU+UK | hard coal | SWP Stadtwerke Pforzheim | 48.897 | 8.7255 | 1990 | 2022 | 2018-08-22 |  | Open | 1 |  | 30 |  | 244459 | 234184 | 192816 | 224183 | 152198 | 160758 | 163282 | 155237 | 139594 | 111988 | 112501 | 99800 | 133944 | 106213 | 98467 | 86255 | 29 | 57 | 55 | 50 | 45 | 47 | 1.458 | 1.957 |  |  | 90 | 73 | 83 | 78 | 46 | 59 | 160 | 154 | [8 empty] | 0.07 |  |  |  | 28.4 |  |  | 53.8 | 29.7 | 13.7 | 20.4 |  |  |  | 3 | 1 | 2 | 584 | 34 | 4161 | 8155
DE-190 | Veltheim | Germany | EU+UK | hard coal | Uniper | 52.189 | 8.9322 | 1965 | 2015 |  |  | Retired |  |  |  |  | CO2 emissions (EU only) 2005: 1983198; CO2 emissions (EU only) 2006: 1713130; CO2 emissions (EU only) 2007: 1630782; CO2 emissions (EU only) 2008: 1414081; CO2 emissions (EU only) 2009: 1923259; CO2 emissions (EU only) 2010: 1734744; CO2 emissions (EU only) 2011: 1358185; CO2 emissions (EU only) 2012: 1354577; CO2 emissions (EU only) 2013: 1228978; CO2 emissions (EU only) 2014: 1047903; CO2 emissions (EU only) 2015: 174559; SO2 emissions 2010: 400; SO2 emissions 2011: 173; SO2 emissions 2012: 281; SO2 emissions 2013: 343; SO2 emissions 2014: 252; SO2 emissions 2015: 88; NOx emissions 2010: 1295; NOx emissions 2011: 1007; NOx emissions 2012: 1005; NOx emissions 2013: 907; NOx emissions 2014: 839; NOx emissions 2015: 227; PM10 (dust) emissions 2010: 62; PM10 (dust) emissions 2011: 55; PM10 (dust) emissions 2012: 68; PM10 (dust) emissions 2013: 65; PM10 (dust) emissions 2014: 54; PM10 (dust) emissions 2015: 17
DE-192 | Quierschied-Weiher | Germany | EU+UK | hard coal | Steag | 49.3356 | 7.0309 | 1976 | 8888 | 2020-07-03 |  | Open | 1 |  | 724 |  | 2801724 | 1853706 | 2838220 | 1948649 | 1767761 | 1568471 | 1620676 | 1603394 | 2094265 | 1513206 | 1678832 | 1355318 | 408420 | 24624 | 47980 | 73995 | 1017 | 904 | 767 | 1400 | 1013 | 1207 | 661.878 | 202.709 |  |  | 750 | 935 | 1184 | 1485 | 1077 | 1162 | 959.07 | 293.136 |  |  | 1 | 18 | 4 | 9 | 7 | 13 | 12.429 | 4.183 | [12 empty] | 27 | 11 | 19 | 8118 | 448 | 40302 | 77753
DE-195 | Rostock | Germany | EU+UK | hard coal | EnBW | 54.1428 | 12.1329 | 1994 | 8888 | 2020-07-03 |  | Open | 1 |  | 553 |  | 2237284 | 2826344 | 2435610 | 2607485 | 1731470 | 2485663 | 2553090 | 2862263 | 2416047 | 2577847 | 2339152 | 2636984 | 2335824 | 1845401 | 1728202 | 911345 | 456 | 316 | 445 | 450 | 323 | 275 | 355.096 | 576.884 |  |  | 1997 | 2023 | 2254 | 1891 | 2044 | 1999 | 2132.224 | 1763.36 |  |  | 25 | 31 | 34 | 33 | 44 | 49 | 56.81 | 43.951 |  |  |  | 16.1 | [8 empty] | 30 | 12 | 21 | 7884 | 473 | 44242 | 85618
DE-200 | Schkopau | Germany | EU+UK | lignite | Uniper | 51.3985 | 11.9504 | 1996 | 2034 | 2020-07-03 |  | Open | 2 |  | 980 |  | 6125032 | 6274756 | 5568101 | 6336633 | 6074922 | 5118074 | 5504797 | 5618341 | 5667523 | 5530643 | 5351933 | 5132962 | 5502113 | 6058441 | 3773318 | 2970535 | 4765 | 6413 | 7178 | 7763 | 7127 | 4173 | 2817 | 3301.194 |  |  | 3322 | 3719 | 3605 | 3668 | 3560 | 3468 | 3118.458 | 3334.444 |  |  | 88 | 124 | 91 | 85 | 98 | 124 | 80.895 | 53.017 | [12 empty] | 75 | 34 | 61 | 27257 | 1342 | 114917 | 219436
DE-206 | Schwarze Pumpe | Germany | EU+UK | lignite | EPH | 51.5354 | 14.3538 | 1997 | 2038 | 2020-07-03 |  | Open | 2 |  | 1600 |  | 12497670 | 12206179 | 12429784 | 12461307 | 10670204 | 11134090 | 11852591 | 12524246 | 11283451 | 11582879 | 12244201 | 12199320 | 11386634 | 12374048 | 10478943 | 10285717 | 7064 | 7538 | 9577 | 9002 | 7253 | 9237 | 8440 | 7280 |  |  | 4606 | 4982 | 5432 | 5350 | 5048 | 5813 | 6000 | 5690 |  |  | 48 | 76 | 111 | 115 | 76 | 66 | 105 | 67.9 |  |  | 227 | 345 | 441 | 430 | 405 | 267 | 288 | 340 |  |  | 181 | 86 | 146 | 68647 | 3352 | 277305 | 528066
DE-207 | Schweinfurt | Germany | EU+UK | hard coal | GKS Gemeinschaftskraftwerk Schweinfurt GmbH | 50.0301 | 10.2236 | 1990 | 8888 | 2020-07-03 |  | Open | 2 |  | 29 |  | 178566 | 182316 | 173816 | 169160 | 158767 | 160637 | 168119 | 168710 | 106433 | 80818 | 84293 | 92761 | 98624 | 81354 | 88272 | 87919 | 182 | 188 | 230 | 236 | 158 | 135 | 32.416 | 43.38 |  |  | 112 | 125 | 128 | 125 | 99 | 95 | 201 | 199 | [8 empty] | 0.41 |  |  |  | 243 | 271 | 228 | 194 | 303 | 339 | 292 | 256 |  |  | 4 | 1 | 3 | 949 | 55 | 5940 | 11584
DE-214 | Stuttgart-Muenster | Germany | EU+UK | hard coal | EnBW | 48.8154 | 9.2197 | 1982 | 8888 | 2020-07-03 |  | Open | 2 |  | 96 |  | 406322 | 311835 | 268252 | 233544 | 252680 | 270417 | 170175 | 210029 | 254126 | 136656 | 225969 | 235281 | 269535 | 278183 | 243855 | 248402 | 30 | 15 | 47 | 89 | 45 | 68 | 82.813 | 77.275 |  |  | 159 | 98 | 125 | 143 | 82 | 125 | 268 | 179.234 |  |  |  |  | 1 | 2 | 1 | 1 | 1.45 | 2.269 | [12 empty] | 6 | 2 | 4 | 1546 | 87 | 8856 | 17204
DE-215 | Krefeld-Uerdingen | Germany | EU+UK | hard coal | Currenta GmbH & Co. OHG | 51.3682 | 6.6624 | 1957 | 8888 | 2020-07-03 |  | Open | 2 |  | 148 |  | 1093481 | 1136178 | 1117340 | 1112219 | 994403 | 1095973 | 1055596 | 1036720 | 991003 | 891083 | 950446 | 994140 | 887879 | 220732 | 977244 | 839907 | 595 | 502 | 446 | 447 | 400 | 575 | 391 | 307 |  |  | 612 | 550 | 507 | 467 | 421 | 473 | 448 | 382 |  |  | 10 | 9 | 11 | 12 | 8 | 19 |  |  |  |  | 14 |  |  |  | 15.3 | 18.7 | 15.5 | 12.9 |  |  | 14 | 6 | 10 | 4332 | 237 | 20549 | 39555
DE-216 | Ulm Magirusstrasse | Germany | EU+UK | hard coal | EnBW | 48.3967 | 9.9654 | 1978 | 8888 | 2020-07-03 |  | Open | 5 |  | 135 |  | 132432 | 136826 | 108058 | 118734 | 117520 | 146166 | 110381 | 113127 | 106081 | 54983 | 78274 | 88251 | 66827 | 48627 | 43086 | 39250 | 183 | 197 | 137 | 104 | 100 | 101 | 90.14 | 56.811 |  |  | 195 | 236 | 144 | 97 | 82 | 93 | 260 | 243 |  |  | 5 | 4 | 5 | 2 | 2 | 3 | 2.64 | 1.015 |  |  |  |  | 1.5 | [7 empty] | 6 | 2 | 4 | 1575 | 89 | 8851 | 17179
DE-217 | Munich North | Germany | EU+UK | hard coal | Stadtwerke München | 48.1812 | 11.6398 | 1991 | 8888 | 2018-12-14 |  | Open | 1 |  | 365 |  | 2230808 | 1684040 | 2185656 | 2138887 | 1897101 | 1985020 | 2062426 | 1873996 | 2032478 | 1754452 | 1902717 | 1827049 | 1701489 | 1346205 | 1462508 | 881022 | 167 | 183 | 169 | 204 | 158 | 167 | 171.385 | 120.533 |  |  | 1266 | 1323 | 1221 | 1357 | 1165 | 1276 | 1680 | 1640 |  |  | 17 | 43 | 41 | 31 | 48 | 44 | 22.477 | 18.489 | [12 empty] | 24 | 9 | 19 | 7232 | 365 | 35651 | 68741
DE-220 | Voelklingen-Fenne model | Germany | EU+UK | hard coal | Steag | 49.2491 | 6.879 | 1982 | 8888 | 2020-07-03 |  | Open | 2 |  | 466 |  | 2274749 | 2062618 | 2199271 | 1576522 | 1497319 | 1643902 | 1723110 | 1639216 | 1578603 | 1631654 | 1687422 | 1492487 | 1046235 | 367877 | 648753 | 592800 | 1345 | 1425 | 1331 | 1470 | 1534 | 1216 | 625.825 | 435.777 |  |  | 1370 | 1431 | 1412 | 1334 | 1422 | 1385 | 1036.346 | 770.623 |  |  | 15 | 21 | 18 | 15 | 14 | 16 | 16.949 | 21.528 |  |  | 53 | 62 | 71 | 39.5 | 21.2 | 24.6 | 19.2 | 15.5 |  |  | 28 | 11 | 20 | 8168 | 453 | 41590 | 80337
DE-222 | Voerde | Germany | EU+UK | hard coal | Steag | 51.5762 | 6.6841 | 1982 | 2017 | 2016-06-02 |  | Retired |  |  |  |  | 2560111 | 2216644 | 3255376 | 1664805 | 1601830 | 1525602 | 1235803 | 1472141 | 2422892 | 1881919 | 1623246 | 914677 | 261796 |  |  |  | 1424 | 1041 | 1134 | 1853 | 1628 | 1360 | 494.842 | 132.801 |  |  | 1157 | 963 | 1118 | 1877 | 1442 | 1224 | 682.779 | 174.173 |  |  | 18 | 18 | 9 | 21 | 15 | 16 | 6.592 | 1.783 |  |  | 17.9 | 18.6 | 16.8 | 28.6 | 28.4 | 20.3 | 10.6 |  |  |  | 20 | 8 | 14 | 5932 | 327 | 29174 | 56258
DE-223 | Voerde West | Germany | EU+UK | hard coal | Steag | 51.5785 | 6.6819 | 1971 | 2017 | 2017-01-20 |  | Retired |  |  |  |  | 5019006 | 7310352 | 6925790 | 6725662 | 3902264 | 6237660 | 5676619 | 5812857 | 5256040 | 4581767 | 4430371 | 4487789 | 1045825 |  |  |  | 2840 | 2801 | 2958 | 2709 | 2195 | 2231 | 2296.445 | 406.44 |  |  | 4699 | 4426 | 4463 | 3972 | 3512 | 3340 | 3444.674 | 597.523 |  |  | 34 | 49 | 52 | 63 | 58 | 34 | 57.894 | 11.66 |  |  | 10.1 | 23.6 | 39.5 | 31.9 | 18.8 | 20.3 |  |  |  |  | 96 | 37 | 68 | 28664 | 1585 | 143260 | 276463
DE-226 | Frechen/Wachtberg | Germany | EU+UK | lignite | RWE | 50.8942 | 6.7911 | 1959 | 2022 | 2020-07-03 |  | Open | 1 |  | 128 |  | 1634028 | 1613914 | 1719506 | 1608394 | 1210712 | 1264264 | 1299544 | 1625910 | 1699684 | 1549080 | 1495937 | 1196824 | 1310090 | 1339463 | 1183566 | 882559 | 300 | 323 | 386 | 307 | 265 | 264 | 413 | 419 |  |  | 324 | 331 | 479 | 456 | 401 | 399 | 685 | 753 |  |  | 4 | 6 | 13 | 24 | 18 | 15 | 124 | 146 |  |  | 39.5 | 73.3 | 102 | 86.6 | 74.6 | 58.1 | 31.4 |  |  |  | 20 | 8 | 14 | 5986 | 339 | 30590 | 58974
DE-227 | Walheim | Germany | EU+UK | hard coal | EnBW | 49.0177 | 9.1577 | 1964 | 8888 | 2020-07-03 |  | Open | 2 |  | 267 |  | 1013294 | 1118468 | 642858 | 536103 | 343133 | 294670 | 279155 | 654544 | 729327 | 299957 | 57780 | 57170 | 74782 | 46228 | 39929 | 42988 | 161 | 202 | 398 | 453 | 158 | 59 | 57.675 | 64.284 |  |  | 238 | 217 | 447 | 553 | 249 | 83 | 76.793 | 100.433 |  |  | 5 | 7 | 16 | 15 | 6 | 1 | 0.871 | 1.12 |  |  | 29.1 | 23.3 | 36.1 | 31.3 | 22 | 19.6 | 19.3 | 12.8 |  |  | 2 | 1 | 2 | 682 | 38 | 3331 | 6422
DE-228 | Wedel | Germany | EU+UK | hard coal | City of Hamburg | 53.5665 | 9.7257 | 1961 | 8888 | 2020-07-03 |  | Open | 2 |  | 290 |  | 1551522 | 1511133 | 1319287 | 1376488 | 1426601 | 1477071 | 1150678 | 1366972 | 1283601 | 1334749 | 1399778 | 1327551 | 1136524 | 1169353 | 1111507 | 1090978 | 539 | 329 | 528 | 599 | 618 | 650 | 653.736 | 598.3 |  |  | 859 | 655 | 858 | 783 | 832 | 856 | 920.664 | 772.9 |  |  | 30 | 45 | 45 | 35 | 55 | 43 | 29.211 | 21.3 | [12 empty] | 24 | 9 | 17 | 6442 | 386 | 36182 | 70041
DE-229 | Werdohl-Elverlingsen | Germany | EU+UK | hard coal | ENERVIE | 51.2754 | 7.7046 | 1971 | 2018 | 2018-03-06 |  | Retired |  |  |  |  | 1962170 | 2104232 | 1557160 | 1933986 | 1532082 | 1911226 | 1792321 | 2362986 | 2181997 | 1290161 | 600596 | 379319 | 189339 | 128075 | 112 |  | 960 | 838 | 1382 | 1236 | 689 | 221 | 195.29 | 69.74 |  |  | 1424 | 1274 | 1620 | 1516 | 931 | 454 | 249.256 | 136 |  |  | 34 | 30 | 48 | 29 | 28 | 10 | 8.24 | 8.38 |  |  | 19.9 | 14.6 | 83 | 62.3 | 27.5 | 32.2 | 36.4 | 25.9 |  |  | 7 | 3 | 5 | 2298 | 127 | 11148 | 21476
DE-232 | Werne Gersteinwerk | Germany | EU+UK | hard coal | RWE | 51.6734 | 7.708 | 1984 | 2019 | 2018-11-05 |  | Retired |  |  |  |  | 847467 | 725634 | 830154 | 1044615 | 1438267 | 734213 | 155528 | 34406 | 6775 | 2314 | 1635 | 1305 | 24671 | 14640 | 79635 | [7 empty] | 1270 | 333 |  |  | 440 | 59 | 14 | 4 |  |  | 1530 | 405 |  |  | 5 | 1 |  |  |  |  | 0.026 |  |  |  | 79 | 44 | 61.3 | 28 | 20 | 16 | 13.2 | 11.6 |  |  | 46 | 18 | 33 | 14339 | 786 | 68674 | 132262
DE-233 | Wilhelmshaven | Germany | EU+UK | hard coal | Uniper | 53.565 | 8.1469 | 1976 | 2021 | 2020-07-03 |  | Open | 1 |  | 788 |  | 3424354 | 3553304 | 3141009 | 3761046 | 3411203 | 3098047 | 4099227 | 3540403 | 3964501 | 3247055 | 2931068 | 2811433 | 1322071 | 1629777 | 429912 | 550120 | 1386 | 2183 | 1823 | 1994 | 1698 | 1566 | 1361.448 | 727.369 |  |  | 2045 | 2648 | 2318 | 2397 | 2031 | 1989 | 1832.734 | 904.814 |  |  | 136 | 163 | 72 | 49 | 33 | 61 | 100.939 | 7.469 |  |  | 11.5 | 16.3 | 15.6 | 10.9 | 11.7 | 19.2 | 36 |  |  |  | 54 | 22 | 39 | 16592 | 919 | 81371 | 156799
DE-234 | Wolfsburg North | Germany | EU+UK | hard coal | Volkswagen AG | 52.4317 | 10.787 | 2000 | 2022 | 2018-03-08 |  | Open | 2 |  | 140 |  | CO2 emissions (EU only) 2005: 809562; CO2 emissions (EU only) 2006: 725114; CO2 emissions (EU only) 2007: 742994; CO2 emissions (EU only) 2008: 730592; CO2 emissions (EU only) 2009: 725456; CO2 emissions (EU only) 2010: 817817; CO2 emissions (EU only) 2011: 790396; CO2 emissions (EU only) 2012: 776041; CO2 emissions (EU only) 2013: 825081; CO2 emissions (EU only) 2014: 780774; CO2 emissions (EU only) 2015: 778198; CO2 emissions (EU only) 2016: 757722; CO2 emissions (EU only) 2017: 774121; CO2 emissions (EU only) 2018: 782255; CO2 emissions (EU only) 2019: 739719; CO2 emissions (EU only) 2020: 689809; SO2 emissions 2016: 447.16; SO2 emissions 2017: 456.838; NOx emissions 2016: 369.1; NOx emissions 2017: 372.978; PM10 (dust) emissions 2016: 6.97; PM10 (dust) emissions 2017: 7.121; Mercury emissions (Hg to air and water) 2010: 29.9; Mercury emissions (Hg to air and water) 2011: 38.9; Mercury emissions (Hg to air and water) 2012: 18.8; Mercury emissions (Hg to air and water) 2015: 27.1; Mercury emissions (Hg to air and water) 2016: 31.2; Mercury emissions (Hg to air and water) 2017: 19 | 13 | 6 | 10 | 4477 | 243 | 19999 | 38359
DE-236 | Wolfsburg West | Germany | EU+UK | hard coal | Volkswagen AG | 52.4295 | 10.7683 | 1985 | 2022 | 2018-03-08 |  | Open | 2 |  | 306 |  | 1488662 | 1438767 | 1398892 | 1521587 | 1431245 | 1781941 | 1829883 | 1556344 | 1610447 | 1841809 | 1847361 | 1797455 | 1721936 | 1688622 | 1668927 | 1514435 | 1714 | 1960 | 1762 | 1860 | 1188 | 1457 | 1002.67 | 1027.19 |  |  | 1535 | 1659 | 1406 | 1511 | 1575 | 1626 | 1645.1 | 1596.42 |  |  | 72 | 58 | 53 | 66 | 67 | 65 | 29.69 | 24.52 | [12 empty] | 45 | 17 | 32 | 13044 | 724 | 66309 | 128072
DE-238 | Wuppertal-Elberfeld | Germany | EU+UK | hard coal | WSW Wuppertaler Stadtwerke GmbH | 51.2482 | 7.1201 | 1989 | 2018 | 2018-07-07 |  | Retired |  |  |  |  | 458629 | 549673 | 474767 | 363816 | 444519 | 468354 | 402906 | 480592 | 418879 | 432319 | 446963 | 437320 | 356373 | 182301 |  |  | 232 | 177 | 203 | 177 | 198 | 177 | 187 | 191 |  |  | 291 | 220 | 271 | 215 | 202 | 228 | 271 | 256 |  |  | 4 | 5 | 7 | 4 | [16 empty] | 8 | 3 | 5 | 2275 | 125 | 11291 | 21786
DE-243 | Zolling-Leininger | Germany | EU+UK | hard coal | Riverstone | 48.4552 | 11.7995 | 1986 | 8888 | 2020-07-03 |  | Open | 1 |  | 474 |  | CO2 emissions (EU only) 2005: 1972741; CO2 emissions (EU only) 2006: 1798761; CO2 emissions (EU only) 2007: 2024340; CO2 emissions (EU only) 2008: 2129345; CO2 emissions (EU only) 2009: 1968608; CO2 emissions (EU only) 2010: 1582093; CO2 emissions (EU only) 2011: 1346754; CO2 emissions (EU only) 2012: 2008404; CO2 emissions (EU only) 2013: 2022675; CO2 emissions (EU only) 2014: 1778371; CO2 emissions (EU only) 2015: 1740813; CO2 emissions (EU only) 2016: 1639527; CO2 emissions (EU only) 2017: 1502946; CO2 emissions (EU only) 2018: 1237777; CO2 emissions (EU only) 2019: 929686; CO2 emissions (EU only) 2020: 848136; SO2 emissions 2012: 1; SO2 emissions 2016: 943; SO2 emissions 2017: 829; NOx emissions 2010: 4; NOx emissions 2011: 4; NOx emissions 2012: 10; NOx emissions 2014: 1; NOx emissions 2015: 4; NOx emissions 2016: 1200; NOx emissions 2017: 967 | 27 | 12 | 22 | 9557 | 469 | 40672 | 77746
DE-246 | Hamburg-Moorburg | Germany | EU+UK | hard coal | Vattenfall | 53.4897 | 9.9482 | 2015 | 2021 | 2020-07-03 |  | Open | 2 |  | 1640 |  | CO2 emissions (EU only) 2013: 121753; CO2 emissions (EU only) 2014: 1563058; CO2 emissions (EU only) 2015: 4475585; CO2 emissions (EU only) 2016: 5547941; CO2 emissions (EU only) 2017: 6157809; CO2 emissions (EU only) 2018: 6247591; CO2 emissions (EU only) 2019: 4740368; CO2 emissions (EU only) 2020: 1551695; SO2 emissions 2016: 1020; SO2 emissions 2017: 1020; NOx emissions 2016: 1360; NOx emissions 2017: 1390; PM10 (dust) emissions 2016: 64.9; PM10 (dust) emissions 2017: 52.8; Mercury emissions (Hg to air and water) 2011: 42; Mercury emissions (Hg to air and water) 2012: 11.3; Mercury emissions (Hg to air and water) 2013: 11.1; Mercury emissions (Hg to air and water) 2014: 43; Mercury emissions (Hg to air and water) 2016: 40.9 | 38 | 15 | 27 | 9957 | 597 | 55888 | 108165
DE-247 | Wilhelmshaven New | Germany | EU+UK | hard coal | Riverstone | 53.5788 | 8.1327 | 2015 | 9999 | 2020-07-03 |  | Open | 1 |  | 795 |  | CO2 emissions (EU only) 2013: 101548; CO2 emissions (EU only) 2014: 1169342; CO2 emissions (EU only) 2015: 2656618; CO2 emissions (EU only) 2016: 1069696; CO2 emissions (EU only) 2017: 2114040; CO2 emissions (EU only) 2018: 1938111; CO2 emissions (EU only) 2019: 1398848; CO2 emissions (EU only) 2020: 553554; SO2 emissions 2013: 14; SO2 emissions 2014: 207; SO2 emissions 2015: 403; SO2 emissions 2016: 166.243; SO2 emissions 2017: 364; NOx emissions 2013: 124; NOx emissions 2014: 694; NOx emissions 2015: 757; NOx emissions 2016: 300.508; NOx emissions 2017: 647; PM10 (dust) emissions 2014: 5; PM10 (dust) emissions 2015: 12; PM10 (dust) emissions 2016: 2.731; PM10 (dust) emissions 2017: 5.397; Mercury emissions (Hg to air and water) 2015: 30.3; Mercury emissions (Hg to air and water) 2016: 19; Mercury emissions (Hg to air and water) 2017: 29.8 | 8 | 3 | 6 | 2251 | 125 | 11649 | 22522
DE-249 | Frankfurt/Oder | Germany | EU+UK | lignite | City of Frankfurt (Oder) | 52.3182 | 14.5315 | 1997 | 2022 | 2018-08-07 |  | Open | 1 |  | 49 |  | 210768 | 208227 | 192361 | 182064 | 184442 | 192007 | 176903 | 179881 | 177996 | 161046 | 168087 | 175163 | 164665 | 168416 | 147129 | 161416 | 131 | 156 | 162 | 153 | 184 | 195 | 173.863 | 163.443 |  |  | 153 | 140 | 139 | 137 | 146 | 143 | 148.416 | 141 | [6 empty] | 1 |  | 0.61 | 0.573 | [6 empty] | 15.3 | 36.3 | 17.5 | 22 |  |  | 4 | 2 | 3 | 1497 | 73 | 6139 | 11704
DE-250 | Stuttgart-Gaisburg | Germany | EU+UK | hard coal | EnBW | 48.7827 | 9.2312 | 2009 | 2018 | 2018-03-18 |  | Retired |  |  |  |  | 142915 | 154244 | 109716 | 130531 | 145845 | 190272 | 143252 | 167931 | 162259 | 153309 | 167006 | 128783 | 149856 | 110469 | 8788 |  | 97 | 52 | 64 | 70 | 75 | 80 | 66.33 | 81.58 |  |  | 66 | 42 | 45 | 39 | 53 | 56 | 39.99 | 52.25 |  |  |  | 1 | 1 | 1 |  |  | 0.83 | 1.03 | [12 empty] | 2 | 1 | 1 | 610 | 33 | 2580 | 4933
DE-251 | Fortuna Nord | Germany | EU+UK | lignite | RWE | 50.9869 | 6.6581 | 1984 | 8888 | 2020-07-03 |  | Open | 1 |  | 16 |  | CO2 emissions (EU only) 2005: 1060298; CO2 emissions (EU only) 2006: 977009; CO2 emissions (EU only) 2007: 1033304; CO2 emissions (EU only) 2008: 419805; CO2 emissions (EU only) 2009: 362076; CO2 emissions (EU only) 2010: 424397; CO2 emissions (EU only) 2011: 426286; CO2 emissions (EU only) 2012: 426286; CO2 emissions (EU only) 2013: 442684; CO2 emissions (EU only) 2014: 487027; CO2 emissions (EU only) 2015: 426329; CO2 emissions (EU only) 2016: 409274; CO2 emissions (EU only) 2017: 400907; CO2 emissions (EU only) 2018: 371026; CO2 emissions (EU only) 2019: 369590; SO2 emissions 2016: 776; SO2 emissions 2017: 752; NOx emissions 2016: 280; NOx emissions 2017: 290; PM10 (dust) emissions 2016: 148; PM10 (dust) emissions 2017: 143 | 19 | 10 | 13 | 7189 | 394 | 29164 | 55454
DE-252 | Ville/Berrenrath | Germany | EU+UK | lignite | RWE | 50.8671 | 6.8361 | 1991 | 8888 | 2020-07-03 |  | Open | 1 |  | 57 |  | CO2 emissions (EU only) 2005: 1016733; CO2 emissions (EU only) 2006: 1020873; CO2 emissions (EU only) 2007: 1105032; CO2 emissions (EU only) 2008: 1038219; CO2 emissions (EU only) 2009: 841867; CO2 emissions (EU only) 2010: 826218; CO2 emissions (EU only) 2011: 854622; CO2 emissions (EU only) 2012: 992342; CO2 emissions (EU only) 2013: 1079838; CO2 emissions (EU only) 2014: 1064974; CO2 emissions (EU only) 2015: 957744; CO2 emissions (EU only) 2016: 805275; CO2 emissions (EU only) 2017: 825612; CO2 emissions (EU only) 2018: 1003949; CO2 emissions (EU only) 2019: 938525; CO2 emissions (EU only) 2020: 742056
DE-253 | Stade Dow Chemical | Germany | EU+UK | hard coal | Dow Chemical | 53.6368 | 9.5072 |  |  |  |  | Cancelled
DE-501 | Datteln IV | Germany | EU+UK | hard coal | Uniper | 51.6293 | 7.3307 | 2020 | 9999 | 2020-07-03 |  | Open | 1 |  | 1100
DK-4 | Ostkraft | Denmark | EU+UK | hard coal | Bornholms Energi & Forsyning | 55.0928 | 14.6961 | 1995 | 2016 | 2016-11-30 |  | Retired |  |  |  |  | CO2 emissions (EU only) 2005: 68320; CO2 emissions (EU only) 2006: 79355; CO2 emissions (EU only) 2007: 57270; CO2 emissions (EU only) 2008: 64917; CO2 emissions (EU only) 2009: 71837; CO2 emissions (EU only) 2010: 80708; CO2 emissions (EU only) 2011: 48195; CO2 emissions (EU only) 2012: 48744; CO2 emissions (EU only) 2013: 67007; CO2 emissions (EU only) 2014: 40855; CO2 emissions (EU only) 2015: 45809; CO2 emissions (EU only) 2016: 49648; CO2 emissions (EU only) 2017: 32480
DK-5 | Esbjerg | Denmark | EU+UK | hard coal | Orsted | 55.4551 | 8.4578 | 1992 | 2023 | 2017-11-08 |  | Open | 1 |  | 407 |  | 1502942 | 2042001 | 1806807 | 1158930 | 1318927 | 1322607 | 1832387 | 1620813 | 2045749 | 1448072 | 875783 | 1212705 | 767819 | 1066679 | 714748 | 1008034 | 99 | 115 | 112 | 131 | 87 | 54 | 144 | 87 | 181 | 133.798 | 320 | 516 | 570 | 691 | 415 | 148 | 200 | 132 | 256.038 | 173.764 | 26 | 43 | 20 | 34 | 18 | 14 | 15 | 13 |  | 6.315 | [8 empty] | 11 |  | 5 | 2 | 4 | 1397 | 84 | 7852 | 15202
DK-8 | Avedore | Denmark | EU+UK | hard coal | Orsted | 55.6021 | 12.4837 | 1990 | 2016 | 2016-12-13 |  | Retired |  |  |  |  | 902466 | 1425592 | 2192353 | 1890106 | 1772512 | 1625381 | 1543126 | 1007432 | 1458805 | 884002 | 721170 | 593983 | 337418 |  |  |  | 74 | 56 | 61 | 459 | 225 | 272 | 141 |  |  |  | 660 | 680 | 363 | 721 | 470 | 508 | 597 |  |  |  | 13 | 9 | 7 | 67 | 32 | 13 | 15 |  |  |  | 10.7 | 15.8 |  | 13.1 |  |  | 10.3 |  |  |  | 9 | 3 | 7 | 2393 | 143 | 13456 | 26056
DK-10 | Asnaes | Denmark | EU+UK | hard coal | Orsted | 55.6615 | 11.0848 | 1962 | 2020 | 2017-11-08 |  | Retired |  |  |  |  | CO2 emissions (EU only) 2005: 2499732; CO2 emissions (EU only) 2006: 4167135; CO2 emissions (EU only) 2007: 3246567; CO2 emissions (EU only) 2008: 2484733; CO2 emissions (EU only) 2009: 2430356; CO2 emissions (EU only) 2010: 1929476; CO2 emissions (EU only) 2011: 1607061; CO2 emissions (EU only) 2012: 727317; CO2 emissions (EU only) 2013: 1179576; CO2 emissions (EU only) 2014: 943707; CO2 emissions (EU only) 2015: 695549; CO2 emissions (EU only) 2016: 952588; CO2 emissions (EU only) 2017: 1048994; CO2 emissions (EU only) 2018: 878395; CO2 emissions (EU only) 2019: 173323; CO2 emissions (EU only) 2020: 1046; SO2 emissions 2013: 116; SO2 emissions 2014: 91; SO2 emissions 2015: 67; SO2 emissions 2016: 83.5; SO2 emissions 2017: 120; NOx emissions 2013: 1607; NOx emissions 2014: 1048; NOx emissions 2015: 852; NOx emissions 2016: 1007.6; NOx emissions 2017: 908; PM10 (dust) emissions 2013: 17; PM10 (dust) emissions 2014: 18; PM10 (dust) emissions 2015: 3; PM10 (dust) emissions 2016: 8.6; PM10 (dust) emissions 2017: 8; Mercury emissions (Hg to air and water) 2010: 10.6; Mercury emissions (Hg to air and water) 2011: 10.4 | 12 | 4 | 8 | 3088 | 184 | 17367 | 33632
DK-11 | Amager | Denmark | EU+UK | hard coal | HOFOR | 55.686 | 12.6276 | 1989 | 2020 | 2019-06-30 |  | Retired |  |  |  |  | 1242910 | 1494879 | 1335663 | 1089604 | 1684995 | 1397806 | 1254754 | 994804 | 1232563 | 1262754 | 862186 | 1109048 | 962853 | 1038454 | 517870 | 183514 | 304 | 333 | 216 | 222 | 221 | 90 | 115.5 | 107 |  |  | 421 | 282 | 410 | 604 | 602 | 414 | 256.4 | 208.3 |  |  | 22 | 30 | 26 | 112 | 112 | 79 | 63.5 | 32.9 |  |  | 16.6 | 15.8 | 10.3 | 12.3 | [6 empty] | 5 | 2 | 4 | 1431 | 86 | 8018 | 15512
DK-14 | Fyns | Denmark | EU+UK | hard coal | Funen district heating | 55.4294 | 10.4102 | 1974 | 2022 | 2020-05-26 |  | Open | 1 |  | 362 |  | 1771954 | 2118231 | 1802814 | 1964639 | 1956875 | 1996064 | 1329553 | 1636993 | 1659785 | 1254385 | 901683 | 1155662 | 1053586 | 747392 | 559517 | 337793 |  |  |  | 272 | 123 | 107 | 105.822 | 96.78 | [5 empty] | 410 | 387 | 129 | 142.467 | 166.96 | 125.98 | 112.341 |  |  |  | 53 | 21 | 10 | 18.7554 | 22.525 | [6 empty] | 13.6 | [5 empty] | 4 | 1 | 3 | 1025 | 61 | 5756 | 11143
DK-16 | Stigsnaes | Denmark | EU+UK | hard coal | Orsted | 55.2072 | 11.2513 | 1966 | 2012 |  |  | Retired |  |  |  |  | CO2 emissions (EU only) 2005: 621590; CO2 emissions (EU only) 2006: 1647231; CO2 emissions (EU only) 2007: 903489; CO2 emissions (EU only) 2008: 579664; CO2 emissions (EU only) 2009: 216269; CO2 emissions (EU only) 2010: 155899; CO2 emissions (EU only) 2011: 18400; CO2 emissions (EU only) 2012: 13049; CO2 emissions (EU only) 2013: 75
DK-17 | Studstrup | Denmark | EU+UK | hard coal | Orsted | 56.2515 | 10.3438 | 1984 | 2016 | 2016-10-10 |  | Retired |  |  |  |  | 2227935 | 3138306 | 2339894 | 2743711 | 2624864 | 2470171 | 2226004 | 2197138 | 2555142 | 1849965 | 1477579 | 1380714 | 475338 |  |  |  | 90 | 151 | 188 | 310 | 164 | 167 | 183 |  |  |  | 578 | 685 | 430 | 471 | 254 | 259 | 253 |  |  |  | 29 | 42 | 54 | 69 | 78 | 34 | 7 | [13 empty] | 7 | 3 | 5 | 1757 | 105 | 9881 | 19135
DK-19 | Nordjylland | Denmark | EU+UK | hard coal | Aalborg Forsyning | 57.0776 | 10.0404 | 1977 | 2028 | 2021-03-22 |  | Open | 1 |  | 411 |  | 1862211 | 2629588 | 2760325 | 2018875 | 2377528 | 2694732 | 1790296 | 1401217 | 2167889 | 2038561 | 1269764 | 1633507 | 1142840 | 1222200 | 768432 | 732692 |  |  |  | 68 | 99 | 36 | 36.3 | 17 | 34.8 | 51.693 |  |  |  | 131 | 146 | 106 | 198.6 | 166 | 121.15 | 79.107 |  |  |  | 217 | 78 | 20 | 56.7 | 44 | 57.88 | 44.071 | 18.6 | 15 | 21 | 17.2 |  | 11.6 | 11.6 | 10.2 |  |  | 3 | 1 | 2 | 797 | 48 | 4460 | 8622
EL-1 | Agios Dimitrios | Greece | EU+UK | lignite | PPC | 40.3938 | 21.9251 | 1984 | 2023 | 2019-12-31 |  | Open | 5 |  | 1595 |  | 13629229 | 12362217 | 12954019 | 11803191 | 12919320 | 14292671 | 14228640 | 14732181 | 13105386 | 11810688 | 10558256 | 9050119 | 8936672 | 9226694 | 6841570 | 3869177 | 46386 | 30073 | 28930 | 28162 | 15432 | 15780 | 5970 | 12824 | 10300 | 11400 | 20258 | 20962 | 17671 | 14690 | 13173 | 10999 | 8699 | 8237 | 7100 | 4140 | 861 | 971 | 730 | 456 | 769 | 457 | 653 | 573 | 388 | 189 | [8 empty] | 196 | 158 | 58 | 41 | 53 | 17601 | 2418 | 92983 | 173681
EL-2 | Amintaio | Greece | EU+UK | lignite | PPC | 40.6193 | 21.6829 | 1987 | 2020 | 2019-12-31 |  | Retired |  |  |  |  | 5124545 | 5119688 | 3922271 | 5256992 | 4396383 | 4609479 | 5056625 | 5016496 | 4197293 | 4095373 | 3743116 | 2652482 | 2751115 | 2421059 | 1568947 | 779791 | 37866 | 31904 | 20000 | 8558 | 17354 | 15277 | 9917 | 8541 |  |  | 4436 | 5064 | 3242 | 2718 | 3146 | 3193 | 2309 | 2136 |  |  | 820 | 662 | 430 | 380 | 923 | 683 | 564 | 541 |  |  | 1020 | 1010 | 1030 | 405 | 369.69 | 341 | 290 | 246 |  |  | 65 | 39 | 61 | 21985 | 2333 | 104677 | 194844
EL-3 | Melitis (Florina) | Greece | EU+UK | lignite | PPC | 40.811 | 21.601 | 2003 | 2023 | 2019-12-31 |  | Open | 1 |  | 330 |  | 1955721 | 1723533 | 2031377 | 1846726 | 1875199 | 2196000 | 1900480 | 1877823 | 1452834 | 2098480 | 1605506 | 1557925 | 2273794 | 1876833 | 1412168 | 973593 | 2057 | 1578 | 710 | 494 | 940 | 1059 | 848.9261 | 1803 | 1380 | 1120 | 1197 | 1057 | 941 | 877 | 907 | 694 | 669 | 1246 | 892 | 893 | 42 | 51 | 28 | 15 | 15 | 12 | 8.9856 | 10 |  |  | 219 | 229 | 219 | 182 | 194 | 171 | 112 | 118 | 28 | 18 | 6 | 4 | 6 | 2039 | 257 | 10235 | 19069
EL-4 | Kardia | Greece | EU+UK | lignite | PPC | 40.41 | 21.786 | 1975 | 2021 | 2019-12-31 |  | Open | 2 |  | 650 |  | 9815429 | 8763371 | 9505560 | 9644380 | 9646055 | 8399515 | 9285357 | 10635171 | 8905278 | 8548594 | 8870729 | 5589447 | 6397011 | 5791829 | 2870188 | 1967960 | 4116 | 7715 | 8718 | 3791 | 5276 | 6924 | 3080 | 3340 | 4250 | 2960 | 9566 | 9377 | 8654 | 9925 | 8226 | 8063 | 5210 | 5520 | 4980 | 2260 | 2407 | 2417 | 3077 | 5582 | 4034 | 1675 | 778 | 1640 | 1040 | 328 | 143 | 121 | 102 | 25.4 | 35.3 | 27.1 | 23.7 | 36.9 | 65 | 54 | 35 | 24 | 30 | 10373 | 1406 | 55466 | 103764
EL-5 | Ptolemaida | Greece | EU+UK | lignite | PPC | 40.4809 | 21.7269 | 1959 | 2015 |  |  | Retired |  |  |  |  | CO2 emissions (EU only) 2005: 3487897; CO2 emissions (EU only) 2006: 3839630; CO2 emissions (EU only) 2007: 4330643; CO2 emissions (EU only) 2008: 5150138; CO2 emissions (EU only) 2009: 5027815; CO2 emissions (EU only) 2010: 4204275; CO2 emissions (EU only) 2011: 4376666; CO2 emissions (EU only) 2012: 4068466; CO2 emissions (EU only) 2013: 3406363; CO2 emissions (EU only) 2014: 2541516; SO2 emissions 2010: 4865; SO2 emissions 2011: 7415; SO2 emissions 2012: 8296; SO2 emissions 2013: 5200; SO2 emissions 2014: 1642; NOx emissions 2010: 3946; NOx emissions 2011: 3704; NOx emissions 2012: 2434; NOx emissions 2013: 1811; NOx emissions 2014: 2002; PM10 (dust) emissions 2010: 6803; PM10 (dust) emissions 2011: 7553; PM10 (dust) emissions 2012: 7048; PM10 (dust) emissions 2013: 5625; PM10 (dust) emissions 2014: 6463; Mercury emissions (Hg to air and water) 2010: 142; Mercury emissions (Hg to air and water) 2011: 143; Mercury emissions (Hg to air and water) 2012: 158; Mercury emissions (Hg to air and water) 2013: 91.7; Mercury emissions (Hg to air and water) 2014: 95.3; Mercury emissions (Hg to air and water) 2015: 103; Mercury emissions (Hg to air and water) 2016: 74.99; Mercury emissions (Hg to air and water) 2017: 89.7
EL-6 | Liptol | Greece | EU+UK | lignite | PPC | 40.4742 | 21.7367 | 1959 | 2013 |  |  | Retired |  |  |  |  | CO2 emissions (EU only) 2005: 358515; CO2 emissions (EU only) 2006: 282003; CO2 emissions (EU only) 2007: 335340; CO2 emissions (EU only) 2008: 250409; CO2 emissions (EU only) 2009: 233999; CO2 emissions (EU only) 2010: 153502; CO2 emissions (EU only) 2011: 158900; CO2 emissions (EU only) 2012: 152349; CO2 emissions (EU only) 2013: 117887; SO2 emissions 2010: 213; SO2 emissions 2011: 140; SO2 emissions 2012: 128; SO2 emissions 2013: 105; NOx emissions 2010: 180; NOx emissions 2011: 180; NOx emissions 2012: 176; NOx emissions 2013: 143; PM10 (dust) emissions 2010: 103; PM10 (dust) emissions 2011: 77; PM10 (dust) emissions 2012: 44; PM10 (dust) emissions 2013: 34
EL-7 | Megalopoli A | Greece | EU+UK | lignite | PPC | 37.418 | 22.109 | 1970 | 2022 | 2019-12-31 |  | Open | 1 |  | 300 |  | 5518005 | 5072642 | 5672797 | 5300608 | 4461751 | 3422835 | 3076864 | 3237667 | 2402432 | 2782295 | 2422022 | 1898669 | 2624012 | 2449712 | 2060591 | 641281 | 47936 | 15360 | 1290 | 842 | 1594 | 1131 | 886 | 1199 | 1320 | 1560 | 2515 | 1978 | 1399 | 963 | 1304 | 899 | 758 | 1033 | 966 | 658 | 1927 | 790 | 36 | 42 | 24 | 37 | 41.9626 | 56 | [10 empty] | 105 | 121 | 7 | 5 | 7 | 2226 | 280 | 11259 | 20992
EL-8 | Megalopoli B | Greece | EU+UK | lignite | PPC | 37.416 | 22.067 | 1991 | 2023 | 2019-12-31 |  | Open | 1 |  | 300 |  | 3151497 | 3422536 | 3329512 | 2190791 | 2914168 | 2694745 | 3009880 | 2658081 | 2847872 | 2418698 | 2205148 | 2378802 | 2609505 | 956916 | 606735 | 863406 | 2324 | 1396 | 1525 | 1168 | 1049 | 1957 | 893 | 1159 | 594 |  | 1718 | 3962 | 2445 | 1867 | 1373 | 914 | 1342 | 1376 | 893 | 192 | 162 | 231 | 103 | 91 | 78 | 53 | 89.684 | 86 | 62.7 |  | 119 | 95 | 113 | 79 | 94.6 | 96.6 | 62.8 | 81.2 | 142 |  | 9 | 6 | 8 | 2637 | 366 | 13968 | 26090
EL-9 | Meliti-II | Greece | EU+UK | lignite | PPC | 40.8114 | 21.6014 |  |  |  |  | Cancelled
EL-50 | Ptolemaida V | Greece | EU+UK | lignite | PPC | 40.4809 | 21.7269 | 2022 | 2028 | 2019-12-31 |  | Construction |  | 1 |  | 660
ES-3 | Alcudia II | Spain | EU+UK | hard coal | Endesa | 39.8106 | 3.0913 | 1981 | 2025 | 2019-02-12 |  | Open | 2 |  | 260 |  | 3351767 | 3180168 | 3028230 | 3237556 | 3363927 | 3302849 | 3000315 | 2902413 | 2521852 | 2347959 | 1987163 | 2362349 | 2662587 | 2439588 | 1951802 | 257224 |  |  |  | 4689 | 4596 | 3118 | 4944.2 | 4615.8 | 4680 | 4680 |  |  |  | 3005 | 3162 | 1866 | 2763.6 | 3108.6 | 3400 | 2500 |  |  |  | 156 | 157 | 103 | 91.7 | 99.9 | 61.8 | 64.6 | 133 | 139 | 130 | 143 | 129 | 106 | 114 | 110 | 13 | 11 | 40 | 29 | 33 | 14981 | 1332 | 64963 | 121113
ES-6 | Teruel/Andorra | Spain | EU+UK | lignite | Endesa | 40.9971 | -0.3806 | 1979 | 2020 | 2020-06-30 |  | Retired |  |  |  |  | 7350920 | 6347323 | 6785883 | 4707027 | 2608886 | 1702691 | 5959105 | 4668925 | 3632387 | 4787410 | 4663461 | 3366529 | 4810192 | 3127503 | 1621547 | 222983 | 11237 | 31652 | 23267 | 25487 | 36152 | 36157 | 16571.89 | 20608.68 |  |  | 4891 | 16513 | 12931 | 7525 | 9557 | 9488 | 5369.17 | 5890.67 |  |  | 153 | 596 | 460 | 371 | 596 | 551 | 229.17 | 352 |  |  | 37.4 | 16.2 | 27.8 | 14.3 | 13.7 | 12 | 15 | 14.6 |  |  | 126 | 88 | 103 | 47858 | 4008 | 202897 | 377953
ES-7 | As Pontes | Spain | EU+UK | hard coal | Endesa | 43.4433 | -7.8608 | 1976 |  |  |  | Open | 4 |  | 1468 |  | 9324833 | 9122201 | 8916048 | 7026553 | 5215362 | 4457122 | 6640647 | 8944441 | 6610765 | 6909512 | 7542286 | 6930136 | 8115483 | 7936709 | 2314687 | 1005656 | 3697 | 6956 | 10182 | 6826 | 7109 | 10409 | 10036.53 | 12347.02 | 9270 | 2410 | 6268 | 8869 | 11097 | 8477 | 9168 | 9529 | 8108.56 | 8652.48 | 6360 | 1790 | 298 | 373 | 620 | 435 | 305 | 225 | 247.77 | 355 | 279 | 70.6 | 39.9 | 138 | 93.2 | 67.4 | 84.1 | 78.5 | 57.1 | 75.2 | 51 | 15 | 88 | 66 | 73 | 31943 | 2998 | 141505 | 264014
ES-10 | Litoral | Spain | EU+UK | hard coal | Endesa | 36.9802 | -1.9037 | 1984 |  |  |  | Open | 2 |  | 1159 |  | 7243470 | 6326518 | 7426267 | 4995507 | 5085432 | 3838520 | 4418555 | 5763041 | 5304960 | 5005892 | 6440967 | 4544969 | 5484871 | 6268515 | 1671968 | 62865 | 6867 | 8662 | 11527 | 10214 | 9872 | 14830 | 7587.01 | 2738.78 | 3040 | 727 | 5932 | 7159 | 8992 | 7328 | 7150 | 10170 | 6436.62 | 5273.47 | 2710 | 830 | 243 | 119 | 263 | 329 | 159 | 216 | 131.62 | 93.34 |  |  | 36.9 | 53.9 | 70 | 50.8 | 51.3 | 54.4 | 48.4 | 55.6 | 50 | 13 | 68 | 50 | 56 | 24225 | 2295 | 107572 | 200711
ES-11 | Abono | Spain | EU+UK | hard coal | EDP | 43.5527 | -5.7235 | 1974 |  |  |  | Open | 2 |  | 916 |  | 7949095 | 6960496 | 7898487 | 6598838 | 5718881 | 4621665 | 5543396 | 6165633 | 6863160 | 6785247 | 7545959 | 5536720 | 8190417 | 7075973 | 4854228 | 3550248 | 4435 | 4785 | 9463 | 7123 | 7324 | 8488 | 6131.84 | 7619.62 | 5720 | 1490 | 4649 | 6470 | 7813 | 8845 | 8188 | 9036 | 4661.19 | 4824.61 | 5030 | 3220 | 210 | 223 | 368 | 420 | 335 | 646 | 584.47 | 537.91 | 195 | 92.7 | 46 | 51.8 | 65.5 | 59.3 | 27.5 | 37.5 | 25.9 | 27 | 14 |  | 56 | 41 | 45 | 20104 | 1849 | 89366 | 166829
ES-12 | Cercs | Spain | EU+UK | lignite | Uniper | 42.1757 | 1.8568 | 1971 | 2011 |  |  | Retired |  |  |  |  | CO2 emissions (EU only) 2005: 891905; CO2 emissions (EU only) 2006: 1022993; CO2 emissions (EU only) 2007: 732426; CO2 emissions (EU only) 2008: 423328; CO2 emissions (EU only) 2009: 395150; CO2 emissions (EU only) 2010: 535477; CO2 emissions (EU only) 2011: 15326; SO2 emissions 2010: 3756; SO2 emissions 2011: 34; NOx emissions 2010: 2363; NOx emissions 2011: 32; PM10 (dust) emissions 2010: 344; PM10 (dust) emissions 2011: 17; Mercury emissions (Hg to air and water) 2011: 12; Mercury emissions (Hg to air and water) 2012: 12; Mercury emissions (Hg to air and water) 2013: 54; Mercury emissions (Hg to air and water) 2014: 40; Mercury emissions (Hg to air and water) 2015: 26; Mercury emissions (Hg to air and water) 2016: 20; Mercury emissions (Hg to air and water) 2017: 21
ES-13 | Escatron | Spain | EU+UK | lignite | Uniper | 41.2808 | -0.2178 | 1953 | 2006 |  |  | Retired |  |  |  |  | CO2 emissions (EU only) 2005: 67133; CO2 emissions (EU only) 2006: 5556; NOx emissions 2010: 23; NOx emissions 2011: 7; NOx emissions 2012: 7; NOx emissions 2013: 3; NOx emissions 2014: 16; NOx emissions 2015: 8
ES-15 | Escucha | Spain | EU+UK | lignite | Uniper | 41.2966 | -0.8163 | 1970 | 2012 |  |  | Retired |  |  |  |  | CO2 emissions (EU only) 2005: 982336; CO2 emissions (EU only) 2006: 947485; CO2 emissions (EU only) 2007: 404548; CO2 emissions (EU only) 2008: 834231; CO2 emissions (EU only) 2009: 398515; CO2 emissions (EU only) 2010: 144638; CO2 emissions (EU only) 2011: 418959; CO2 emissions (EU only) 2012: 390838; SO2 emissions 2010: 6314; SO2 emissions 2011: 17217; SO2 emissions 2012: 18243; NOx emissions 2010: 690; NOx emissions 2011: 1864; NOx emissions 2012: 2200; PM10 (dust) emissions 2010: 91; PM10 (dust) emissions 2011: 407; PM10 (dust) emissions 2012: 357
ES-16 | Puente Nuevo | Spain | EU+UK | lignite | Viesgo | 38.1129 | -4.9334 | 1966 | 2020 | 2020-06-30 |  | Retired |  |  |  |  | 2126527 | 1407854 | 1919952 | 36162 | 513895 | 576932 | 1165399 | 1045096 | 620222 | 1027984 | 1593746 | 848565 | 1350657 | 960951 | 558983 | 209317 | 1021 | 748 | 1017 | 927 | 1232 | 1736 | 594.1 | 1043.5 |  |  | 848 | 1654 | 1168 | 716 | 1330 | 2516 | 1228.7 | 1425.9 |  |  | 90 | 299 | 255 | 182 | 213 | 307 | 122.2 | 71.32 | [12 empty] | 8 | 6 | 6 | 2505 | 276 | 12080 | 22619
ES-18 | Lada | Spain | EU+UK | hard coal | Iberdrola | 43.2964 | -5.6825 | 1951 | 8888 | 2020-06-30 |  | Open | 1 |  | 358 |  | 2837088 | 1806590 | 2712072 | 795797 | 668138 | 653487 | 632140 | 1740137 | 1299768 | 1269693 | 1761226 | 1170106 | 1526966 | 1215185 | 1215185 | 255038 | 488 | 63 | 1393 | 1406 | 1494 | 2043 | 1343.4 | 2012.233 | 1660 | 193 | 1594 | 1286 | 3958 | 2925 | 2680 | 3519 | 2075.2 | 1182.552 | 840 | 151 | 39 | 56 | 183 | 150 | 114 | 70 | 49.991 | 53.239 |  |  |  | 11.5 | 10.6 | [5 empty] | 24 |  | 14 | 11 | 12 | 4869 | 517 | 22687 | 42401
ES-19 | La Robla | Spain | EU+UK | hard coal | Naturgy | 42.7946 | -5.6314 | 1971 | 2020 | 2020-06-30 |  | Retired |  |  |  |  | 4196260 | 3554304 | 3428296 | 3048474 | 743673 | 28196 | 963008 | 2229073 | 1588966 | 1572487 | 2587314 | 1527964 | 1619180 | 858715 | 189999 | 332772 | 101 | 1045 | 3064 | 2243 | 5004 | 5224 | 2647.1 | 3536.1 |  |  | 63 | 2970 | 7354 | 5487 | 6066 | 7742 | 4547.9 | 4171.1 |  |  | 12 | 104 | 420 | 506 | 421 | 775 | 252.1 | 265.13 |  |  | 28.7 | 28.3 | 78.3 |  |  |  | 88.8 |  |  |  | 30 | 24 | 25 | 10124 | 1090 | 47778 | 89358
ES-20 | Los Barrios | Spain | EU+UK | hard coal | Viesgo | 36.1837 | -5.4184 | 1985 |  |  |  | Open | 1 |  | 589 |  | 3533650 | 3340822 | 3718138 | 1821493 | 2731918 | 2191912 | 2143515 | 3130102 | 2530651 | 2678793 | 3499191 | 2228648 | 2916517 | 2841694 | 630376 | 5866 | 1660 | 1716 | 3498 | 2221 | 2330 | 3241 | 1079.3 | 1334.1 | 1320 | 308 | 4223 | 3756 | 5258 | 4334 | 3813 | 5495 | 2959.2 | 2578.2 | 2030 | 401 | 126 | 114 | 194 | 181 | 170 | 188 | 113.39 | 219.9 | 72.3 |  |  | 45.2 | 22.3 | 14.8 | 13.4 | 21.3 | 65.6 | 71.8 | 42 |  | 15 | 13 | 12 | 4776 | 573 | 23587 | 44175
ES-22 | Meirama | Spain | EU+UK | hard coal | Naturgy | 43.1702 | -8.4106 | 1980 | 2020 | 2020-06-30 |  | Retired |  |  |  |  | 4221684 | 3847539 | 5132091 | 311624 | 1481372 | 769275 | 997933 | 2582171 | 2234143 | 2192577 | 3016683 | 2200483 | 2382717 | 2241920 | 204154 | 531266 | 1429 | 2440 | 7548 | 5282 | 5789 | 9730 | 6136.5 | 5778.5 |  |  | 1011 | 1236 | 3490 | 3474 | 3536 | 5983 | 4461.1 | 3484.6 |  |  | 72 | 89 | 424 | 361 | 352 | 577 | 542.9 | 557.4 |  |  |  |  | 104 |  | 39.9 | 51.5 | 34.2 | 44.4 |  |  | 55 | 40 | 44 | 19930 | 1822 | 88309 | 164833
ES-23 | Soto de Ribera | Spain | EU+UK | hard coal | EDP | 43.3116 | -5.8732 | 1962 |  |  |  | Open | 1 |  | 350 |  | 4198463 | 3751284 | 3362870 | 1365927 | 1318342 | 884421 | 1217783 | 1500617 | 1066475 | 1356362 | 2925818 | 1052051 | 1414336 | 1005791 | 63661 | 49254 | 1672 | 1525 | 2717 | 2437 | 3099 | 5072 | 364.9 | 596.78 | 275 |  | 1996 | 2181 | 3286 | 2494 | 3108 | 5395 | 958.35 | 852.92 | 513 |  | 94 | 54 | 187 | 176 | 225 | 294 | 27.18 | 20.57 |  |  | 22 |  | 23.5 | 35 | 99 | 136 | 98.9 | 108 |  |  | 5 | 4 | 4 | 1571 | 187 | 7719 | 14453
ES-24 | Pasajes | Spain | EU+UK | hard coal | Iberdrola | 43.3255 | -1.9092 | 1968 | 2012 |  |  | Retired |  |  |  |  | CO2 emissions (EU only) 2005: 1328347; CO2 emissions (EU only) 2006: 1123589; CO2 emissions (EU only) 2007: 1304330; CO2 emissions (EU only) 2008: 600509; CO2 emissions (EU only) 2009: 494061; CO2 emissions (EU only) 2010: 476758; CO2 emissions (EU only) 2011: 335843; CO2 emissions (EU only) 2012: 954070; SO2 emissions 2010: 1091; SO2 emissions 2011: 830; SO2 emissions 2012: 2459; NOx emissions 2010: 1591; NOx emissions 2011: 1305; NOx emissions 2012: 3704; PM10 (dust) emissions 2010: 36; PM10 (dust) emissions 2011: 40; PM10 (dust) emissions 2012: 122
ES-25 | Anllares | Spain | EU+UK | hard coal | Naturgy | 42.8386 | -6.5312 | 1982 | 2018 | 2018-11-29 |  | Retired |  |  |  |  | 2453290 | 2112535 | 2236103 | 2020466 | 274871 | 445 | 1628046 | 1591269 | 822630 | 1167014 | 729054 | 1059030 | 948950 | 257179 |  |  |  | 12749 | 11489 | 6228 | 10289 | 6356 | 8457.5 | 8384.7 |  |  |  | 9324 | 9180 | 4770 | 6596 | 4193 | 5895.3 | 5768.3 |  |  |  | 474 | 358 | 220 | 440 | 456 | 399.1 | 700.8 | [12 empty] | 73 | 54 | 60 | 26715 | 2441 | 117587 | 219375
ES-27 | Compostilla II | Spain | EU+UK | lignite | Endesa | 42.6275 | -6.5633 | 1961 | 2020 | 2020-02-06 |  | Retired |  |  |  |  | 7716629 | 6119184 | 5974704 | 5941881 | 2643249 | 209023 | 4899033 | 5052107 | 2411883 | 4215702 | 4233843 | 3111028 | 2795288 | 1871082 | 3 | 21 | 244 | 10672 | 13434 | 6778 | 12607 | 12597 | 9653.75 | 7018.85 |  |  | 500 | 14011 | 15198 | 7579 | 14457 | 11344 | 6268.7 | 5326.27 |  |  | 22 | 797 | 865 | 561 | 1027 | 286 | 72.089 | 265 |  |  | 2.09 | 38 | 11.9 | 14.3 | [6 empty] | 79 | 59 | 67 | 29562 | 2688 | 129028 | 240586
ES-28 | Puertollano | Spain | EU+UK | hard coal | Uniper | 38.6505 | -4.1218 | 1972 | 2013 |  |  | Retired |  |  |  |  | CO2 emissions (EU only) 2005: 1193541; CO2 emissions (EU only) 2006: 562635; CO2 emissions (EU only) 2007: 1039547; CO2 emissions (EU only) 2008: 265478; CO2 emissions (EU only) 2009: 89904; CO2 emissions (EU only) 2010: 230799; CO2 emissions (EU only) 2011: 68575; CO2 emissions (EU only) 2012: 545232; CO2 emissions (EU only) 2013: 23280; SO2 emissions 2010: 938; SO2 emissions 2011: 326; SO2 emissions 2012: 2478; SO2 emissions 2013: 104; NOx emissions 2010: 938; NOx emissions 2011: 296; NOx emissions 2012: 2069; NOx emissions 2013: 90; PM10 (dust) emissions 2010: 80; PM10 (dust) emissions 2011: 20; PM10 (dust) emissions 2012: 161; PM10 (dust) emissions 2013: 7; Mercury emissions (Hg to air and water) 2011: 210; Mercury emissions (Hg to air and water) 2012: 244; Mercury emissions (Hg to air and water) 2013: 135; Mercury emissions (Hg to air and water) 2014: 226; Mercury emissions (Hg to air and water) 2015: 218; Mercury emissions (Hg to air and water) 2016: 140; Mercury emissions (Hg to air and water) 2017: 23.2
ES-30 | Bahia de Algeciras | Spain | EU+UK | hard coal | Uniper | 36.184 | -5.388 | 1970 | 2007 |  |  | Retired |  |  |  |  | CO2 emissions (EU only) 2005: 784539; CO2 emissions (EU only) 2006: 211016; CO2 emissions (EU only) 2007: 6225
ES-31 | Narcea | Spain | EU+UK | hard coal | Naturgy | 43.292 | -6.3947 | 1965 | 2020 | 2020-06-30 |  | Retired |  |  |  |  | 3103188 | 2677815 | 3440880 | 2292524 | 803929 | 1743 | 1349860 | 1710500 | 902695 | 935873 | 1786748 | 1369650 | 1195565 | 371070 | 321661 | 198306 |  | 822 | 1152 | 973 | 1132 | 1259 | 926 | 1003 |  |  |  | 5456 | 6950 | 3413 | 3441 | 7061 | 5769.1 | 3666.1 |  |  |  | 45 | 60 | 38 | 42 | 84 | 57.35 | 63.545 | [12 empty] | 20 | 19 | 17 | 5869 | 858 | 31591 | 59299
ES-33 | Velilla | Spain | EU+UK | hard coal | Iberdrola | 42.8183 | -4.8544 | 1964 | 2020 | 2020-06-30 |  | Retired |  |  |  |  | 2717867 | 2173488 | 2703333 | 979841 | 927811 | 58863 | 1797002 | 1699289 | 986490 | 1135795 | 1781042 | 962377 | 1114775 | 424925 | 220098 | 1 | 52 | 1987 | 3307 | 1542 | 1984 | 3790 | 1368.9 | 1690.46 |  |  | 189 | 6521 | 6092 | 3724 | 4178 | 4735 | 2284.3 | 2533.3 |  |  | 9 | 292 | 360 | 183 | 177 | 288 | 204.6 | 240.85 |  |  |  |  | 14.8 | 24.6 | 29.2 | 36.4 | 16.2 | 15.2 |  |  | 16 | 12 | 13 | 5326 | 565 | 25144 | 47039
FI-2 | Suomenoja | Finland | EU+UK | hard coal | Fortum | 60.1491 | 24.7174 | 1977 | 2029 | 2019-02-27 |  | Open | 2 |  | 170 |  | 755906 | 815118 | 820611 | 799272 | 812514 | 1016622 | 949514 | 811754 | 907479 | 845947 | 744633 | 812810 | 805224 | 765650 | 846073 | 540404 | 728 | 1124 | 1582 | 1810 | 1605 | 1689 | 1420 | 1334.6 | 1120 | 1290 | 1304 | 1324 | 1448 | 1602 | 1565 | 1304 | 1440 | 1187 | 1140 | 892 | 24 | 24 | 59 | 63 | 49 | 44 | 55.5 | 48.37 |  |  |  | 92 | 92 |  | 23.6 | 28.3 | 237 | 22.6 |  |  | 12 | 5 | 9 | 2704 | 170 | 17780 | 34222
FI-5 | Hanasaari B | Finland | EU+UK | hard coal | Helen | 60.1837 | 24.9712 | 1974 | 2024 | 2017-11-29 |  | Open | 2 |  | 228 |  | 946105 | 1501492 | 1141605 | 774612 | 846980 | 1046316 | 983340 | 1176261 | 912810 | 1061223 | 715833 | 1268514 | 1419097 | 1270179 | 1306275 | 973419 | 1067 | 918 | 1386 | 1049 | 1042 | 756 | 1250 | 1206.87 | 1150 | 1160 | 2005 | 1746 | 2178 | 1663 | 1938 | 1202 | 2090 | 2319.87 | 2130 | 1880 | 71 | 95 | 79 | 93 | 71 | 33 | 54 | 59.8 | 54.6 | [9 empty] | 13 | 14 | 13 | 5 | 10 | 2745 | 177 | 19339 | 37352
FI-6 | Salmisaari | Finland | EU+UK | hard coal | Helen | 60.1648 | 24.9029 | 1984 | 2029 | 2019-02-27 |  | Open | 1 |  | 177 |  | 683390 | 1122457 | 915469 | 578014 | 856873 | 617236 | 606792 | 467357 | 671910 | 549367 | 635540 | 991391 | 962426 | 864730 | 906398 | 630654 | 976 | 798 | 682 | 1098 | 826 | 660 | 1300 | 889.8 | 878 | 702 | 1186 | 919 | 815 | 854 | 905 | 1000 | 647 | 657 | 626 | 569 | 33 | 22 | 21 | 29 | 49 | 35 |  | 41.34 |  |  | 10.6 |  | 12.1 |  | 10.8 |  | 13 | 14.7 | 10 |  | 9 | 4 | 6 | 2140 | 131 | 13067 | 25049
FI-7 | Inkoo | Finland | EU+UK | hard coal | Fortum | 60.0195 | 23.912 | 1975 | 2014 |  |  | Retired |  |  |  |  | CO2 emissions (EU only) 2005: 25102; CO2 emissions (EU only) 2006: 1599549; CO2 emissions (EU only) 2007: 897380; CO2 emissions (EU only) 2008: 77237; CO2 emissions (EU only) 2009: 120705; CO2 emissions (EU only) 2010: 986147; CO2 emissions (EU only) 2011: 994434; CO2 emissions (EU only) 2012: 203802; CO2 emissions (EU only) 2013: 827784; CO2 emissions (EU only) 2014: 5854; CO2 emissions (EU only) 2015: 4243; CO2 emissions (EU only) 2016: 4167; SO2 emissions 2010: 1312; SO2 emissions 2011: 1385; SO2 emissions 2012: 230; SO2 emissions 2013: 836; NOx emissions 2010: 1647; NOx emissions 2011: 1599; NOx emissions 2012: 331; NOx emissions 2013: 1276; PM10 (dust) emissions 2010: 55; PM10 (dust) emissions 2011: 80; PM10 (dust) emissions 2012: 21; PM10 (dust) emissions 2013: 32; Mercury emissions (Hg to air and water) 2016: 11.4; Mercury emissions (Hg to air and water) 2017: 10.3
FI-13 | Mussalo | Finland | EU+UK | hard coal | PVO | 60.4376 | 26.919 | 1966 | 2013 |  |  | Retired |  |  |  |  | CO2 emissions (EU only) 2005: 216138; CO2 emissions (EU only) 2006: 451123; CO2 emissions (EU only) 2007: 307552; CO2 emissions (EU only) 2008: 139540; CO2 emissions (EU only) 2009: 70818
FI-14 | Kristiina | Finland | EU+UK | hard coal | PVO | 62.2555 | 21.328 | 1983 | 2017 | 2017-02-20 |  | Retired |  |  |  |  | CO2 emissions (EU only) 2005: 297725; CO2 emissions (EU only) 2006: 1393806; CO2 emissions (EU only) 2007: 1015660; CO2 emissions (EU only) 2008: 541476; CO2 emissions (EU only) 2009: 917385; CO2 emissions (EU only) 2010: 1238974; CO2 emissions (EU only) 2011: 535820; CO2 emissions (EU only) 2012: 297225; CO2 emissions (EU only) 2013: 814561; CO2 emissions (EU only) 2014: 461310; CO2 emissions (EU only) 2015: 115503; CO2 emissions (EU only) 2016: 4502; CO2 emissions (EU only) 2017: 2717; CO2 emissions (EU only) 2018: 1731; CO2 emissions (EU only) 2019: 1924; SO2 emissions 2010: 725; SO2 emissions 2011: 259; SO2 emissions 2012: 138; SO2 emissions 2013: 431; SO2 emissions 2014: 208; SO2 emissions 2015: 45; NOx emissions 2010: 1158; NOx emissions 2011: 520; NOx emissions 2012: 261; NOx emissions 2013: 776; NOx emissions 2014: 432; NOx emissions 2015: 112; PM10 (dust) emissions 2010: 55; PM10 (dust) emissions 2011: 22; PM10 (dust) emissions 2012: 7; PM10 (dust) emissions 2013: 24; PM10 (dust) emissions 2014: 15; PM10 (dust) emissions 2015: 4
FI-16 | Kymijarvi | Finland | EU+UK | hard coal | Lahti Energia | 60.9916 | 25.7201 | 1982 | 2019 | 2017-11-24 |  | Retired |  |  |  |  | 605440 | 902493 | 694257 | 522627 | 677596 | 756801 | 704549 | 502707 | 545629 | 444270 | 387785 | 412110 | 352717 | 457796 | 180107 |  | 1281 | 1530 | 1177 | 1314 | 884 | 658 | 828 | 552.9 |  |  | 1632 | 1509 | 1322 | 1435 | 1282 | 1136 | 1220 | 618.19 |  |  | 33 | 22 | 39 | 29 | 9 | 29 |  | 12.6 | [12 empty] | 8 | 3 | 6 | 1717 | 110 | 11922 | 23012
FI-19 | Naantali 1 | Finland | EU+UK | hard coal | Fortum | 60.4585 | 22.0536 | 1960 | 2023 | 2019-08-27 |  | Open | 2 |  | 241 |  | 1380582 | 1526042 | 1449621 | 1321290 | 1319210 | 1641188 | 1391707 | 1281442 | 1343107 | 1316455 | 1106338 | 1370835 | 1142106 | 812737 | 631053 | 313689 | 1575 | 1790 | 1336 | 1073 | 866 | 1002 | 1800 | 1020 | 654 | 678 | 4039 | 3463 | 3118 | 2831 | 2851 | 2471 | 1980 | 1690 | 1230 | 923 | 114 | 171 | 128 | 61 |  | 94 | 198 | 103 |  |  | 13.2 | [9 empty] | 16 | 6 | 12 | 3601 | 228 | 23780 | 45778
FI-21 | Meri-Pori | Finland | EU+UK | hard coal | Fortum | 61.6322 | 21.4047 | 1994 | 2029 | 2019-02-27 |  | Open | 1 |  | 614 |  | 295946 | 2420094 | 2528711 | 1354694 | 2279886 | 2814440 | 1355013 | 728246 | 1368183 | 1069973 | 356485 | 838570 | 510761 | 525673 | 161921 | 71086 | 1062 | 826 | 270 | 879 | 697 | 246 | 474 | 351.5 | 321 |  | 1602 | 785 | 438 | 832 | 623 | 219 | 504 | 287 | 328 |  | 55 | 10 | 6 | 8 |  | 5 |  | 4.6 | [12 empty] | 4 | 2 | 3 | 898 | 57 | 5959 | 11475
FI-23 | Tahkoluoto (Pori) | Finland | EU+UK | hard coal | PVO | 61.6324 | 21.4048 | 1976 | 2017 | 2017-02-20 |  | Retired |  |  |  |  | CO2 emissions (EU only) 2005: 162221; CO2 emissions (EU only) 2006: 1193842; CO2 emissions (EU only) 2007: 978269; CO2 emissions (EU only) 2008: 472412; CO2 emissions (EU only) 2009: 592267; CO2 emissions (EU only) 2010: 1233427; CO2 emissions (EU only) 2011: 388412; CO2 emissions (EU only) 2012: 296002; CO2 emissions (EU only) 2013: 673607; CO2 emissions (EU only) 2014: 326552; CO2 emissions (EU only) 2015: 115090; CO2 emissions (EU only) 2016: 2914; CO2 emissions (EU only) 2017: 2420; SO2 emissions 2010: 561; SO2 emissions 2011: 321; SO2 emissions 2012: 62; SO2 emissions 2013: 56; SO2 emissions 2014: 184; SO2 emissions 2015: 70; NOx emissions 2010: 1100; NOx emissions 2011: 370; NOx emissions 2012: 257; NOx emissions 2013: 550; NOx emissions 2014: 266; NOx emissions 2015: 86; PM10 (dust) emissions 2010: 32; PM10 (dust) emissions 2011: 5; PM10 (dust) emissions 2012: 11; PM10 (dust) emissions 2013: 22; PM10 (dust) emissions 2014: 22; PM10 (dust) emissions 2015: 2
FI-25 | Rauma | Finland | EU+UK | hard coal | UPM | 61.1175 | 21.4778 | 1989 | 2006 |  |  | Retired |  |  |  |  | CO2 emissions (EU only) 2006: 13126; CO2 emissions (EU only) 2007: 49121; CO2 emissions (EU only) 2008: 33378; CO2 emissions (EU only) 2009: 64860; CO2 emissions (EU only) 2010: 72881; CO2 emissions (EU only) 2011: 56521; CO2 emissions (EU only) 2012: 65079; CO2 emissions (EU only) 2013: 40591; CO2 emissions (EU only) 2014: 44434; CO2 emissions (EU only) 2015: 47610; CO2 emissions (EU only) 2016: 45223; CO2 emissions (EU only) 2017: 62544; SO2 emissions 2010: 217; SO2 emissions 2011: 186; SO2 emissions 2012: 222; SO2 emissions 2013: 202; SO2 emissions 2014: 192; SO2 emissions 2015: 216; SO2 emissions 2016: 201; NOx emissions 2010: 606; NOx emissions 2011: 612; NOx emissions 2012: 752; NOx emissions 2013: 578; NOx emissions 2014: 399; NOx emissions 2015: 331; NOx emissions 2016: 340; PM10 (dust) emissions 2010: 16; PM10 (dust) emissions 2011: 17; PM10 (dust) emissions 2012: 27; PM10 (dust) emissions 2013: 12; PM10 (dust) emissions 2014: 4; PM10 (dust) emissions 2015: 5
FI-29 | Vaskiluoto 2 | Finland | EU+UK | hard coal | Vaskiluodon Voima Oy | 63.0909 | 21.5536 | 1981 | 2029 | 2019-02-27 |  | Open | 1 |  | 250 |  | 874507 | 1327656 | 1256356 | 1045679 | 1174718 | 1336821 | 974306 | 886959 | 1087164 | 922723 | 724592 | 839060 | 479696 | 731146 | 510323 | 376167 | 400 | 168 | 296 | 486 | 426 | 304 | 332 | 179.11 | 388 | 266 | 2184 | 1532 | 1333 | 1804 | 2143 | 1279 | 1410 | 827.29 | 1190 | 1770 | 18 | 8 | 10 | 15 | 22 | 11 |  | 5.28 | [12 empty] | 6 | 2 | 5 | 1092 | 74 | 8884 | 17272
FI-31 | Martinlaakso | Finland | EU+UK | hard coal | Vantaan Energia | 60.2821 | 24.8367 | 1980 | 2029 | 2019-02-27 |  | Open | 1 |  | 80 |  | 718024 | 757248 | 738773 | 747211 | 762657 | 799082 | 721117 | 673600 | 708378 | 494160 | 425895 | 446028 | 466476 | 457972 | 250791 | 95895 | 836 | 740 | 874 | 930 | 650 | 527 | 277 | 406.5 | 445 | 202 | 1342 | 1118 | 1269 | 1166 | 841 | 743 | 425 | 349.7 | 345 | 162 | 6 | 3 | 6 | 8 | 3 | 4 |  | 4.4 | [12 empty] | 3 | 1 | 2 | 582 | 37 | 4064 | 7846
FR-5 | Albi | France | EU+UK | hard coal | EDF | 43.92 | 2.14 | 1969 | 2006 |  |  | Retired |  |  |  |  | CO2 emissions (EU only) 2005: 446453; CO2 emissions (EU only) 2006: 214538
FR-13 | Bouchain | France | EU+UK | hard coal | EDF | 50.28 | 3.31 | 1970 | 2015 |  |  | Retired |  |  |  |  | CO2 emissions (EU only) 2005: 1077622; CO2 emissions (EU only) 2006: 840652; CO2 emissions (EU only) 2007: 530725; CO2 emissions (EU only) 2008: 739956; CO2 emissions (EU only) 2009: 643130; CO2 emissions (EU only) 2010: 671951; CO2 emissions (EU only) 2011: 227563; CO2 emissions (EU only) 2012: 676651; CO2 emissions (EU only) 2013: 652507; CO2 emissions (EU only) 2014: 312524; CO2 emissions (EU only) 2015: 269774; SO2 emissions 2010: 2477; SO2 emissions 2011: 781; SO2 emissions 2012: 2181; SO2 emissions 2013: 2284; SO2 emissions 2014: 1155; SO2 emissions 2015: 1593; NOx emissions 2010: 1945; NOx emissions 2011: 661; NOx emissions 2012: 1980; NOx emissions 2013: 1974; NOx emissions 2014: 934; NOx emissions 2015: 831; PM10 (dust) emissions 2010: 364; PM10 (dust) emissions 2011: 109; PM10 (dust) emissions 2012: 385; PM10 (dust) emissions 2013: 466; PM10 (dust) emissions 2014: 185; PM10 (dust) emissions 2015: 118
FR-22 | Cordemais | France | EU+UK | hard coal | EDF | 47.2762 | -1.8776 | 1983 |  |  | 2022 | Open | 2 |  | 1260 |  | 5270083 | 4637479 | 4788448 | 3811126 | 5053851 | 4971684 | 4022779 | 4767887 | 4640915 | 2575315 | 2135950 | 1686878 | 3791336 | 2806223 | 542030 | 623638 | 4475 | 3068 | 3995 | 3431 | 2029 | 1520 | 755.3351 | 1830 | 1310 | 317 | 5960 | 3558 | 4618 | 4266 | 2461 | 1858 | 1463.8 | 2816.24 | 2400 | 531 | 112 | 39 | 28 | 28 | 21 | 13 | 34.71 | 17.66 | [12 empty] | 22 | 10 | 15 | 5028 | 495 | 32945 | 63292
FR-41 | Hornaign | France | EU+UK | hard coal | Uniper | 50.36 | 3.33 | 1970 | 2013 |  |  | Retired |  |  |  |  | CO2 emissions (EU only) 2005: 929734; CO2 emissions (EU only) 2006: 749189; CO2 emissions (EU only) 2007: 949843; CO2 emissions (EU only) 2008: 819575; CO2 emissions (EU only) 2009: 525560; CO2 emissions (EU only) 2010: 222851; CO2 emissions (EU only) 2011: 251637; CO2 emissions (EU only) 2012: 270019; CO2 emissions (EU only) 2013: 78024; SO2 emissions 2010: 1183; SO2 emissions 2011: 974; SO2 emissions 2012: 1449; SO2 emissions 2013: 330; NOx emissions 2010: 620; NOx emissions 2011: 506; NOx emissions 2012: 695; NOx emissions 2013: 187; PM10 (dust) emissions 2010: 143; PM10 (dust) emissions 2011: 109; PM10 (dust) emissions 2012: 150; PM10 (dust) emissions 2013: 57; Mercury emissions (Hg to air and water) 2010: 25; Mercury emissions (Hg to air and water) 2011: 21; Mercury emissions (Hg to air and water) 2012: 27; Mercury emissions (Hg to air and water) 2013: 20.5; Mercury emissions (Hg to air and water) 2014: 12.4; Mercury emissions (Hg to air and water) 2017: 11
FR-43 | Le Havre II | France | EU+UK | hard coal | EDF | 49.49 | 0.13 | 1964 | 2021 | 2019-09-16 |  | Retired |  |  |  |  | 3152574 | 2326242 | 4046981 | 4045056 | 3187298 | 3368480 | 2956009 | 1714622 | 2707504 | 373947 | 832291 | 2157075 | 1876529 | 887665 | 366386 | 434553 | 11820 | 5887 | 8037 | 5367 | 330 | 1572 | 652.8 | 811.94 | 410 | 210 | 6862 | 3522 | 3624 | 3339 | 281 | 770 | 1879.2 | 1650.9 | 813 | 340 | 840 | 188 | 364 | 324 | 10 | 12 | 10.5 | 14.68 | [12 empty] | 25 | 11 | 18 | 5271 | 529 | 36834 | 71029
FR-49 | Chambiere | France | EU+UK | hard coal | UEM | 49.1295 | 6.1829 | 1984 | 2019 | 2020-09-10 |  | Retired |  |  |  |  | 158568 | 181820 | 173557 | 189313 | 168958 | 172750 | 172686 | 161113 | 65486 | 46022 | 58677 | 74180 | 70668 | 58495 | 51543 |  |  |  |  | 354 | 100 | 82 | 66.8886 | 42.993 | [5 empty] | 165 | 251 | 95 | 91.1389 | 114.178 | [5 empty] | 10 | 2 | 1 | 1.6519 | 0.831 |  |  | 53.3 | 36.2 | 21.7 | 22.9 | [6 empty] | 3 | 1 | 2 | 800 | 44 | 3928 | 7573
FR-50 | Provence | France | EU+UK | hard coal | Uniper | 43.4692 | 5.4882 | 1984 | 2022 | 2020-09-10 |  | Open | 1 |  | 625 |  | 2930940 | 2907355 | 2355999 | 2680738 | 2496067 | 1635109 | 649300 | 978636 | 2092199 | 856100 | 1524609 | 1551295 | 1367140 | 259298 | 31311 | 1970 | 2070 | 784 | 1086 | 2173 | 536 | 1253 | 1045.622 | 963.187 |  |  | 3018 | 1025 | 1246 | 2834 | 697 | 1307 | 1273.2575 | 980.271 |  |  | 48 | 17 | 31 | 59 | 16 | 55 | 35.5324 | 20.709 | [12 empty] | 29 | 18 | 21 | 9297 | 731 | 45565 | 86020
FR-53 | Lucy III | France | EU+UK | hard coal | Uniper | 46.67 | 4.35 | 1971 | 2015 |  |  | Retired |  |  |  |  | CO2 emissions (EU only) 2005: 753139; CO2 emissions (EU only) 2006: 895461; CO2 emissions (EU only) 2007: 735386; CO2 emissions (EU only) 2008: 843831; CO2 emissions (EU only) 2009: 552493; CO2 emissions (EU only) 2010: 223571; CO2 emissions (EU only) 2011: 98504; CO2 emissions (EU only) 2012: 327813; CO2 emissions (EU only) 2013: 311118; CO2 emissions (EU only) 2014: 1139
FR-61 | Blenod | France | EU+UK | hard coal | EDF | 48.92 | 6.05 | 1963 | 2014 |  |  | Retired |  |  |  |  | CO2 emissions (EU only) 2005: 2772372; CO2 emissions (EU only) 2006: 2428498; CO2 emissions (EU only) 2007: 2506353; CO2 emissions (EU only) 2008: 1906297; CO2 emissions (EU only) 2009: 2331821; CO2 emissions (EU only) 2010: 2611802; CO2 emissions (EU only) 2011: 2057632; CO2 emissions (EU only) 2012: 2565660; CO2 emissions (EU only) 2013: 2394907; CO2 emissions (EU only) 2014: 628113; CO2 emissions (EU only) 2015: 387147; CO2 emissions (EU only) 2016: 744667; CO2 emissions (EU only) 2017: 700708; SO2 emissions 2010: 14634; SO2 emissions 2011: 10634; SO2 emissions 2012: 13448; SO2 emissions 2013: 11934; SO2 emissions 2014: 2239; SO2 emissions 2015: 4; NOx emissions 2010: 7385; NOx emissions 2011: 4934; NOx emissions 2012: 6036; NOx emissions 2013: 6182; NOx emissions 2014: 1137; NOx emissions 2015: 104; NOx emissions 2016: 386; PM10 (dust) emissions 2010: 1027; PM10 (dust) emissions 2011: 708; PM10 (dust) emissions 2012: 839; PM10 (dust) emissions 2013: 969; PM10 (dust) emissions 2014: 203; PM10 (dust) emissions 2015: 1
FR-67 | Emile-Huchet | France | EU+UK | hard coal | Uniper | 49.1525 | 6.6981 | 1958 | 2022 | 2020-09-10 |  | Open | 1 |  | 647 |  |  | 3539136 | 3645509 | 3822786 | 2989322 | 3762467 | 2456415 | 3799894 | 3683432 | 1976690 | 2818871 | 2697848 | 3699604 | 2385583 | 1892450 | 102395 | 2083 | 2215 | 5129 | 4662 | 1772 | 1030 | 698.003 | 992.791 | 534 | 203 | 3896 | 2120 | 4654 | 5024 | 2554 | 2034 | 1417.0751 | 1918.111 | 1320 | 651 | 176 | 126 | 208 | 171 | 71 | 54 | 72.6462 | 76.32 |  |  | 72 | 38 | 42 | 37 | [6 empty] | 37 | 14 | 26 | 10273 | 576 | 54314 | 105066
FR-78 | Vitry | France | EU+UK | hard coal | EDF | 48.78 | 2.39 | 1970 | 2015 |  |  | Retired |  |  |  |  | 1451613 | 839127 | 1351039 | 954756 | 1328529 | 1104181 | 609253 | 1347279 | 1531670 | 860255 | 550710 | [5 empty] | 4035 | 2186 | 4972 | 5670 | 3114 | 1911 |  |  |  |  | 2330 | 1306 | 3252 | 3473 | 1684 | 1215 |  |  |  |  | 82 | 37 | 121 | 132 | 71 | 75 |  |  |  |  | 52.2 | 2 | 37.7 | 28.06 |  | 1.88 | 14.12 | 39.4
FR-82 | La Maxe | France | EU+UK | hard coal | EDF | 49.16 | 6.15 | 1971 | 2015 |  |  | Retired |  |  |  |  | CO2 emissions (EU only) 2005: 1989140; CO2 emissions (EU only) 2006: 1826277; CO2 emissions (EU only) 2007: 1702497; CO2 emissions (EU only) 2008: 1195930; CO2 emissions (EU only) 2009: 1103801; CO2 emissions (EU only) 2010: 1393605; CO2 emissions (EU only) 2011: 624946; CO2 emissions (EU only) 2012: 1338872; CO2 emissions (EU only) 2013: 1449440; CO2 emissions (EU only) 2014: 1156359; CO2 emissions (EU only) 2015: 554335; SO2 emissions 2010: 7501; SO2 emissions 2011: 3648; SO2 emissions 2012: 8436; SO2 emissions 2013: 8205; SO2 emissions 2014: 6793; SO2 emissions 2015: 3117; NOx emissions 2010: 3724; NOx emissions 2011: 2005; NOx emissions 2012: 3903; NOx emissions 2013: 4502; NOx emissions 2014: 3507; NOx emissions 2015: 1762; PM10 (dust) emissions 2010: 157; PM10 (dust) emissions 2011: 148; PM10 (dust) emissions 2012: 372; PM10 (dust) emissions 2013: 365; PM10 (dust) emissions 2014: 230; PM10 (dust) emissions 2015: 273
FR-84 | La Poterne | France | EU+UK | hard coal | City of Grenoble, Dalkia | 45.18 | 5.72 | 1960 | 2015 |  |  | Retired |  |  |  |  | CO2 emissions (EU only) 2005: 87798; CO2 emissions (EU only) 2006: 83134; CO2 emissions (EU only) 2007: 76188; CO2 emissions (EU only) 2008: 70727; CO2 emissions (EU only) 2009: 65761; CO2 emissions (EU only) 2010: 79696; CO2 emissions (EU only) 2011: 58606; CO2 emissions (EU only) 2012: 66493; CO2 emissions (EU only) 2013: 73622; CO2 emissions (EU only) 2014: 61139; CO2 emissions (EU only) 2015: 72013; CO2 emissions (EU only) 2016: 55034; SO2 emissions 2010: 163; SO2 emissions 2011: 112; SO2 emissions 2012: 124; SO2 emissions 2013: 122; SO2 emissions 2014: 99; SO2 emissions 2015: 119; NOx emissions 2010: 120; NOx emissions 2011: 88; NOx emissions 2012: 95; NOx emissions 2013: 75; NOx emissions 2014: 68; NOx emissions 2015: 73; PM10 (dust) emissions 2010: 1; PM10 (dust) emissions 2011: 2; PM10 (dust) emissions 2012: 1
FR-87 | Le Moule Caraibe | France | EU+UK | hard coal | Albioma | 16.3102 | -61.3202 | 2011 | 2020 | 2019-06-30 |  | Retired |  |  |  |  | CO2 emissions (EU only) 2011: 12678; CO2 emissions (EU only) 2012: 259427; CO2 emissions (EU only) 2013: 242523; CO2 emissions (EU only) 2014: 260138; CO2 emissions (EU only) 2015: 222330; CO2 emissions (EU only) 2016: 261746; CO2 emissions (EU only) 2017: 255715; CO2 emissions (EU only) 2018: 241005; CO2 emissions (EU only) 2019: 563752; CO2 emissions (EU only) 2020: 411175; SO2 emissions 2011: 424; SO2 emissions 2012: 876; SO2 emissions 2013: 998; SO2 emissions 2014: 951; SO2 emissions 2015: 783; SO2 emissions 2016: 837.594; SO2 emissions 2017: 1049.866; NOx emissions 2011: 627; NOx emissions 2012: 395; NOx emissions 2013: 432; NOx emissions 2014: 438; NOx emissions 2015: 360; NOx emissions 2016: 395.309; NOx emissions 2017: 303.075; PM10 (dust) emissions 2011: 6; PM10 (dust) emissions 2012: 10; PM10 (dust) emissions 2013: 4; PM10 (dust) emissions 2014: 16; PM10 (dust) emissions 2015: 13; PM10 (dust) emissions 2016: 3.443; PM10 (dust) emissions 2017: 0.753
FR-88 | Bois-Rouge | France | EU+UK | hard coal | Albioma | -20.9138 | 55.6363 | 1992 | 2020 | 2020-12-08 |  | Retired |  |  |  |  | CO2 emissions (EU only) 2015: 723234; CO2 emissions (EU only) 2016: 729155; CO2 emissions (EU only) 2017: 645276; CO2 emissions (EU only) 2018: 627886; CO2 emissions (EU only) 2019: 645990; CO2 emissions (EU only) 2020: 670941
FR-89 | Le Gol | France | EU+UK | hard coal | Albioma | -21.2794 | 55.397 | 1995 |  |  | 2022 | Open | 2 |  | 122 |  | CO2 emissions (EU only) 2015: 739532; CO2 emissions (EU only) 2016: 695761; CO2 emissions (EU only) 2017: 727746; CO2 emissions (EU only) 2018: 695494; CO2 emissions (EU only) 2019: 709287; CO2 emissions (EU only) 2020: 727160
HR-1 | Plomin | Croatia | EU+UK | hard coal | HEP d.d. | 45.1367 | 14.1626 | 1969 |  |  |  | Open | 2 |  | 335 | [9 empty] | 2185593 | 2152115 | 2030760 | 2255311 | 1230803 | 1157454 | 1349361 | 1021767 | 3314 | 4799 | 4174 | 4695 | 2934 | 2903 | 3114.37 | 1052 | 370 | 229 | 2994 | 3715 | 3058 | 3735 | 3401 | 1861 | 3683.04 | 1501 | 537 | 577 | 174 | 82 | 99 | 45 | 112 | 75 | 159.58 | 94.9 |  | 69.2 |  |  |  | 2.69 | 1.01 | 3.32 | 4.32 | 1.47 |  |  | 86 | 53 | 61 | 27351 | 2146 | 133831 | 252629
HU-5 | Borsod | Hungary | EU+UK | hard coal | AES | 47.9048 | 21.0553 | 1951 | 2011 |  |  | Retired |  |  |  |  | CO2 emissions (EU only) 2005: 343954; CO2 emissions (EU only) 2006: 339891; CO2 emissions (EU only) 2007: 346520; CO2 emissions (EU only) 2008: 266877; CO2 emissions (EU only) 2009: 81554; CO2 emissions (EU only) 2010: 5912; CO2 emissions (EU only) 2011: 7805
HU-8 | Oroszlany | Hungary | EU+UK | hard coal | MVM | 47.5017 | 18.271 | 1961 |  |  | 2030 | Open | 4 |  | 250 |  | CO2 emissions (EU only) 2005: 1702685; CO2 emissions (EU only) 2006: 1558331; CO2 emissions (EU only) 2007: 1630456; CO2 emissions (EU only) 2008: 1352479; CO2 emissions (EU only) 2009: 913176; CO2 emissions (EU only) 2010: 722135; CO2 emissions (EU only) 2011: 957379; CO2 emissions (EU only) 2012: 1172883; CO2 emissions (EU only) 2013: 1037920; CO2 emissions (EU only) 2014: 665585; CO2 emissions (EU only) 2015: 427101; SO2 emissions 2010: 1421; SO2 emissions 2011: 2044; SO2 emissions 2012: 1470; SO2 emissions 2013: 1151; SO2 emissions 2014: 2685; SO2 emissions 2015: 550; NOx emissions 2010: 1117; NOx emissions 2011: 1328; NOx emissions 2012: 1151; NOx emissions 2013: 1283; NOx emissions 2014: 1001; NOx emissions 2015: 702; PM10 (dust) emissions 2010: 1; PM10 (dust) emissions 2011: 3; PM10 (dust) emissions 2012: 2; PM10 (dust) emissions 2013: 2; PM10 (dust) emissions 2014: 8; PM10 (dust) emissions 2015: 2
HU-9 | Pecs | Hungary | EU+UK | hard coal | Veolia | 46.0641 | 18.263 | 1966 | 2012 |  |  | Retired |  |  |  |  | CO2 emissions (EU only) 2005: 255831; CO2 emissions (EU only) 2006: 198566; CO2 emissions (EU only) 2007: 182204; CO2 emissions (EU only) 2008: 125427; CO2 emissions (EU only) 2009: 101671; CO2 emissions (EU only) 2010: 93729; CO2 emissions (EU only) 2011: 61291; CO2 emissions (EU only) 2012: 36926; CO2 emissions (EU only) 2013: 11361; CO2 emissions (EU only) 2014: 2748; CO2 emissions (EU only) 2015: 4616; CO2 emissions (EU only) 2016: 2829; CO2 emissions (EU only) 2017: 5557; SO2 emissions 2011: 7; SO2 emissions 2012: 6; SO2 emissions 2013: 3; SO2 emissions 2015: 2; NOx emissions 2010: 425; NOx emissions 2011: 377; NOx emissions 2012: 363; NOx emissions 2013: 346; NOx emissions 2014: 336; NOx emissions 2015: 751; NOx emissions 2016: 338; PM10 (dust) emissions 2010: 17; PM10 (dust) emissions 2011: 22; PM10 (dust) emissions 2012: 19; PM10 (dust) emissions 2013: 20; PM10 (dust) emissions 2014: 19; PM10 (dust) emissions 2015: 17
HU-11 | Tiszapalkonya | Hungary | EU+UK | hard coal | AES | 47.9168 | 21.0759 | 1952 | 2012 |  |  | Retired |  |  |  |  | CO2 emissions (EU only) 2005: 862381; CO2 emissions (EU only) 2006: 1076048; CO2 emissions (EU only) 2007: 1218823; CO2 emissions (EU only) 2008: 1153755; CO2 emissions (EU only) 2009: 851167; CO2 emissions (EU only) 2010: 860670; CO2 emissions (EU only) 2011: 675455; CO2 emissions (EU only) 2012: 100990; SO2 emissions 2010: 98; SO2 emissions 2011: 27; SO2 emissions 2012: 24; NOx emissions 2010: 581; NOx emissions 2011: 99; NOx emissions 2012: 89; PM10 (dust) emissions 2010: 16; PM10 (dust) emissions 2011: 10; PM10 (dust) emissions 2012: 8
HU-12 | Matra | Hungary | EU+UK | lignite | RWE | 47.7903 | 20.0636 | 1969 | 2025 | 2021-03-03 |  | Open | 5 |  | 884 |  | 6232340 | 6243791 | 6387467 | 6240347 | 6170960 | 6341522 | 6619756 | 6275022 | 6332911 | 6420588 | 6363197 | 6483882 | 5770589 | 5245773 | 4496752 | 4193652 | 4521 | 9396 | 5641 | 6283 | 5004 | 4852 | 5261 | 10034 | 8350 | 5868 | 6495 | 7210 | 7530 | 7363 | 6388 | 6629 | 4467 | 5333.6 | 4280 | 4079 | 141 | 202 | 135 | 260 | 234 | 187 | 107.49 | 346.355 |  | 181 | [8 empty] | 167 | 187 | 82 | 35 | 67 | 24305 | 1345 | 125542 | 240478
IE-3 | Moneypoint | Ireland | EU+UK | hard coal | ESB Group | 52.6075 | -9.4227 | 1985 |  |  | 2025 | Open | 3 |  | 915 |  | 5692512 | 4935148 | 4714498 | 3951387 | 3122238 | 3457369 | 3653205 | 4650911 | 3886795 | 3779856 | 4528857 | 4412727 | 3464621 | 1955795 | 681047 | 862922 | 2705 | 2603 | 7946 | 7163 | 4132 | 3365 | 2222.44 | 2104.5 | 958.6 | 250.5 | 1458 | 1229 | 6355 | 4892 | 3365 | 5381 | 3114.39 | 2562.1 | 1312.8 | 344.6 | 112 | 191 | 251 | 224 | 135 | 178 | 199.37 | 183.4 | 136.61 | [7 empty] | 164 | 184 | 12 | 10 | 52 | 25 | 37 | 12718 | 1241 | 79234 | 151745
IT-1 | Brescia | Italy | EU+UK | hard coal | A2A | 45.5164 | 10.2122 | 1988 | 2020 | 2020-04-21 |  | Retired |  |  |  |  | 575355 | 495450 | 490737 | 397733 | 321855 | 247679 | 238735 | 239603 | 245013 | 193653 | 219311 | 204505 | 212964 | 205652 | 199808 | 155110 | 241 |  | 193 | 136 | 127 | 141 | 117.11 | 122.03 |  |  | 358 | 26 | 184 | 167 | 130 | 138 | 125.03 | 122.89 |  |  | 3 |  | 2 | 2 |  |  | 0.41 |  |  |  | 30.4 | 34.5 | 36.3 | 31.2 | 32.7 | 40.7 | 38.8 | 25.4 |  |  | 3 | 2 | 2 | 967 | 76 | 4699 | 8867
IT-2 | Brindisi Sud | Italy | EU+UK | hard coal | Enel | 40.5639 | 18.0322 | 1991 |  |  | 2025 | Open | 3 |  | 1980 |  | 15341552 | 14372364 | 14198950 | 14914745 | 12978429 | 10989709 | 11413629 | 12171525 | 11809184 | 11972979 | 13112244 | 8275345 | 6485120 | 5477190 | 4562532 | 3706357 | 6919 | 7239 | 7605 | 5560 | 5336 | 5494 | 2859.173 | 1641.156 | 151.174 |  | 7278 | 7544 | 7055 | 6276 | 6011 | 6325 | 4011.033 | 3008.976 | 2541.39 |  | 492 | 370 | 314 | 284 | 234 | 253 | 146.831 | 92.216 | 61.212 | [9 empty] | 11 |  | 27 | 19 | 25 | 8297 | 1134 | 43685 | 81584
IT-3 | Brindisi Nord | Italy | EU+UK | hard coal | A2A | 40.6431 | 17.9808 | 1979 |  |  | 2025 | Open | 2 |  | 640 |  | CO2 emissions (EU only) 2005: 960237; CO2 emissions (EU only) 2006: 2681989; CO2 emissions (EU only) 2007: 2925173; CO2 emissions (EU only) 2008: 2796843; CO2 emissions (EU only) 2009: 1560010; CO2 emissions (EU only) 2010: 1285775; CO2 emissions (EU only) 2011: 1323134; CO2 emissions (EU only) 2012: 777959; CO2 emissions (EU only) 2013: 567; CO2 emissions (EU only) 2014: 307; CO2 emissions (EU only) 2015: 399; CO2 emissions (EU only) 2016: 3; CO2 emissions (EU only) 2017: 1; CO2 emissions (EU only) 2018: 1; CO2 emissions (EU only) 2019: 2; CO2 emissions (EU only) 2020: 2; SO2 emissions 2010: 991; SO2 emissions 2011: 1230; SO2 emissions 2012: 791; NOx emissions 2010: 647; NOx emissions 2011: 654; NOx emissions 2012: 360; PM10 (dust) emissions 2010: 69; PM10 (dust) emissions 2011: 85; PM10 (dust) emissions 2012: 43; Mercury emissions (Hg to air and water) 2010: 30.3; Mercury emissions (Hg to air and water) 2011: 63.2; Mercury emissions (Hg to air and water) 2012: 53.2; Mercury emissions (Hg to air and water) 2013: 24.5; Mercury emissions (Hg to air and water) 2014: 34.3; Mercury emissions (Hg to air and water) 2015: 31.7; Mercury emissions (Hg to air and water) 2016: 24.1; Mercury emissions (Hg to air and water) 2017: 16.4
IT-7 | Torrevaldaliga Nord | Italy | EU+UK | hard coal | Enel | 42.1283 | 11.7578 | 2009 |  |  | 2025 | Open | 3 |  | 1980 |  | 2955349 | 20251 | 3300 | 51052 | 2855881 | 6452316 | 9745749 | 10426118 | 9726013 | 10892368 | 10736213 | 10181950 | 9747838 | 8081026 | 4505225 | 3847044 | 1204 | 1892 | 2051 | 1588 | 2026 | 1943 | 2086.3 | 1889.1 | 1780.4 |  | 1673 | 2971 | 3285 | 2868 | 3274 | 2994 | 2715.3 | 2519.5 | 2088 |  | 31 | 55 | 63 | 65 | 82 | 62 | 120.7 | 51.8 | [10 empty] | 18 |  | 61 | 38 | 43 | 19304 | 1522 | 95024 | 179433
IT-9 | Genova | Italy | EU+UK | hard coal | Enel | 44.4039 | 8.9031 | 1952 | 2017 | 2017-03-31 |  | Retired |  |  |  |  | 1950017 | 1665420 | 1654285 | 1645481 | 1102954 | 581537 | 218884 | 475453 | 544780 | 614833 | 807445 | 233610 |  |  |  |  | 995 | 211 | 539 | 557 | 688 | 910 | 283.9394 |  |  |  | 911 | 272 | 555 | 608 | 704 | 802 | 235.7802 |  |  |  | 33 | 6 | 3 | 8 | 12 | 3 | 1.2236 |  |  |  | 19 | 35.3 | 22.7 | 21.2 | 23.2 | 16 | 24.6 | 21.1 |  |  | 6 | 4 | 5 | 2124 | 163 | 10175 | 19184
IT-10 | Bastardo | Italy | EU+UK | hard coal | Enel | 42.8933 | 12.5397 | 1989 |  |  | 2025 | Open | 2 |  | 150 |  | 922874 | 1031230 | 928581 | 710992 | 1011939 | 268193 | 142538 | 283843 | 366155 | 261628 | 37150 | 13631 | 20137 | 46 | 19 |  | 759 | 143 | 301 | 354 | 256 | 29 | 13.05 | 13.51 |  |  | 469 | 190 | 349 | 431 | 322 | 45 | 14.89 | 21.17 |  |  | 33 | 8 | 7 | 8 | 8 | 2 | 0.48 | [16 empty] | 113 | 9 | 550 | 1039
IT-11 | La Spezia | Italy | EU+UK | hard coal | Enel | 44.1111 | 9.8722 | 1967 |  |  | 2025 | Open | 1 |  | 600 |  | 3214170 | 3136273 | 3665341 | 3335079 | 2338469 | 3073048 | 2983864 | 2875366 | 2999937 | 2741860 | 2532872 | 2831877 | 2019990 | 1928640 | 799255 | 238526 | 2541 | 3220 | 3168 | 2924 | 2098 | 1403 | 1224.69 | 869.72 | 953.32 |  | 2330 | 2322 | 2278 | 2288 | 1962 | 1615 | 1523.79 | 918.67 | 949.38 |  | 130 | 104 | 101 | 105 | 56 | 66 | 43.72 | 55.51 | [12 empty] | 35 | 21 | 25 | 10989 | 865 | 53921 | 101800
IT-13 | Monfalcone | Italy | EU+UK | hard coal | A2A | 45.7967 | 13.5456 | 1965 |  |  | 2025 | Open | 2 |  | 336 |  | 2697269 | 3356077 | 2992889 | 2340206 | 1960762 | 1717948 | 1482597 | 2070271 | 1999525 | 1775661 | 2037302 | 2145154 | 1920425 | 1876634 | 897181 | 129310 | 524 | 603 | 810 | 466 | 312 | 373 | 847.6803 | 796.859 | 763.001 |  | 2793 | 2435 | 3401 | 3260 | 1735 | 1489 | 839.329 | 722.138 | 672.193 |  | 102 | 47 | 67 | 78 | 36 | 32 | 71.1706 | 54.76 |  |  |  | 12.3 | 15.8 | 26.1 | 11.9 | 17.8 |  |  |  |  | 22 | 14 | 15 | 7065 | 546 | 34294 | 64708
IT-19 | Fiume Santo | Italy | EU+UK | hard coal | EPH | 40.8517 | 8.2992 | 1992 |  |  | 2025 | Open | 2 |  | 640 |  | 4129348 | 4806786 | 4314656 | 3927922 | 4061962 | 3651525 | 3898246 | 3587828 | 3488407 | 3187814 | 2404218 | 2534826 | 3513929 | 3159654 | 3318055 | 3082912 | 4861 | 3219 | 3728 | 3295 | 2560 | 1900 | 1370.63 | 1774.09 | 1400.227 |  | 2749 | 2824 | 2722 | 2520 | 2131 | 1610 | 1630.237 | 2281.59 | 2037.42 |  | 114 | 134 | 177 | 199 | 135 | 99 | 83.56 | 129.68 | [10 empty] | 15 |  | 38 | 24 | 27 | 12194 | 956 | 59730 | 112757
IT-20 | Sulcis | Italy | EU+UK | hard coal | Enel | 39.1953 | 8.4 | 1986 |  |  | 2025 | Open | 2 |  | 590 |  | 1468186 | 1537017 | 2430425 | 2355837 | 2241850 | 1835873 | 1850371 | 1981792 | 1425100 | 1647503 | 1294280 | 678378 | 1073462 | 1001390 | 1151839 | 1237383 | 2669 | 2179 | 3476 | 2065 | 1764 | 1415 | 400.3471 | 483.884 | 654.977 |  | 1304 | 1411 | 2083 | 1242 | 1115 | 822 | 433.3592 | 641.273 | 685.46 |  | 100 | 86 | 91 | 39 | 72 | 19 | 8.8702 | 12.665 |  |  |  | 17.2 | 12.8 | 16.7 | 32 |  | 13.6 | 18.9 |  |  | 10 | 6 | 7 | 3357 | 262 | 16333 | 30822
IT-23 | Vado Ligure | Italy | EU+UK | hard coal | Engie | 44.2768 | 8.4343 | 1971 | 2016 | 2016-06-06 |  | Retired |  |  |  |  | CO2 emissions (EU only) 2005: 3703246; CO2 emissions (EU only) 2006: 3913612; CO2 emissions (EU only) 2007: 3824827; CO2 emissions (EU only) 2008: 4341087; CO2 emissions (EU only) 2009: 3673242; CO2 emissions (EU only) 2010: 4349430; CO2 emissions (EU only) 2011: 4215757; CO2 emissions (EU only) 2012: 4516068; CO2 emissions (EU only) 2013: 3918141; CO2 emissions (EU only) 2014: 1304482; CO2 emissions (EU only) 2015: 500448; CO2 emissions (EU only) 2016: 863113; SO2 emissions 2010: 5078; SO2 emissions 2011: 4479; SO2 emissions 2012: 5586; SO2 emissions 2013: 3085; SO2 emissions 2014: 436; NOx emissions 2010: 3081; NOx emissions 2011: 2766; NOx emissions 2012: 3201; NOx emissions 2013: 2715; NOx emissions 2014: 616; NOx emissions 2015: 184; NOx emissions 2016: 215.9; PM10 (dust) emissions 2010: 117; PM10 (dust) emissions 2011: 65; PM10 (dust) emissions 2012: 62; PM10 (dust) emissions 2013: 36; PM10 (dust) emissions 2014: 10; Mercury emissions (Hg to air and water) 2010: 21.4; Mercury emissions (Hg to air and water) 2011: 21.8; Mercury emissions (Hg to air and water) 2012: 30.7; Mercury emissions (Hg to air and water) 2015: 15.7
IT-24 | Fusina | Italy | EU+UK | hard coal | Enel | 45.4314 | 12.2458 | 1964 |  |  | 2025 | Open | 4 |  | 976 |  | 5590273 | 4618165 | 4246746 | 4766602 | 4300416 | 2635125 | 2885316 | 4213254 | 4427885 | 4838368 | 5779411 | 4666666 | 3682848 | 3556557 | 1979131 | 441932 | 1171 | 1325 | 2012 | 2019 | 1954 | 2434 | 1987 | 1035 | 973.368 |  | 1498 | 1583 | 2288 | 2528 | 2727 | 3537 | 2909 | 1663 | 1199.114 |  | 44 | 28 | 23 | 51 | 56 | 54 | 28 | 4.13 |  |  |  |  | 12.3 | 17 |  |  |  |  | 10 |  | 61 | 38 | 44 | 19091 | 1522 | 94487 | 178472
IT-26 | Marghera | Italy | EU+UK | hard coal | Enel | 45.4594 | 12.2319 | 1952 | 2015 |  |  | Retired |  |  |  |  | CO2 emissions (EU only) 2005: 1000071; CO2 emissions (EU only) 2006: 598586; CO2 emissions (EU only) 2007: 777719; CO2 emissions (EU only) 2008: 638291; CO2 emissions (EU only) 2009: 314859; CO2 emissions (EU only) 2010: 52618; CO2 emissions (EU only) 2011: 44255; CO2 emissions (EU only) 2012: 52256; CO2 emissions (EU only) 2013: 533; SO2 emissions 2010: 40; SO2 emissions 2011: 43; SO2 emissions 2012: 51; NOx emissions 2010: 64; NOx emissions 2011: 56; NOx emissions 2012: 69; Mercury emissions (Hg to air and water) 2010: 15; Mercury emissions (Hg to air and water) 2011: 15.7; Mercury emissions (Hg to air and water) 2012: 22.8; Mercury emissions (Hg to air and water) 2013: 28.1; Mercury emissions (Hg to air and water) 2014: 19; Mercury emissions (Hg to air and water) 2015: 36; Mercury emissions (Hg to air and water) 2016: 24.3
KS-1 | Kosovo A | Kosovo | Western Balkans | lignite | KEK | 42.6765 | 21.0859 | 1962 |  |  |  | Open | 3 |  | 610 |  | CO2 emissions (EU only) 2018: 2830556; SO2 emissions 2015: 75410; SO2 emissions 2016: 2830; SO2 emissions 2017: 2830; NOx emissions 2015: 7385; NOx emissions 2016: 7306; NOx emissions 2017: 7306; PM10 (dust) emissions 2015: 688; PM10 (dust) emissions 2016: 430; PM10 (dust) emissions 2017: 430 | 22 | 13 | 18 | 6066 | 651 | 24917 | 46866
KS-2 | Kosovo B | Kosovo | Western Balkans | lignite | KEK | 42.6931 | 21.056 | 1983 |  |  |  | Open | 2 |  | 678 |  | CO2 emissions (EU only) 2018: 3614885; SO2 emissions 2015: 53156; SO2 emissions 2016: 2468; SO2 emissions 2017: 2468; NOx emissions 2015: 4057; NOx emissions 2016: 4775; NOx emissions 2017: 4775; PM10 (dust) emissions 2015: 966; PM10 (dust) emissions 2016: 6324; PM10 (dust) emissions 2017: 6324 | 63 | 35 | 32 | 18185 | 1421 | 69830 | 131983
KS-3 | New Kosovo power station | Kosovo | Western Balkans | lignite | ContourGlobal | 42.6667 | 21.1667 |  |  |  |  | Cancelled
ME-1 | Pljevlja | Montenegro | Western Balkans | lignite | State of Montenegro | 43.3346 | 19.3271 | 1982 |  |  |  | Open | 1 |  | 225 |  | CO2 emissions (EU only) 2018: 1432847; SO2 emissions 2015: 22458.59; SO2 emissions 2016: 25459; SO2 emissions 2017: 25459; NOx emissions 2015: 5105.37; NOx emissions 2016: 3126; NOx emissions 2017: 3126; PM10 (dust) emissions 2015: 604; PM10 (dust) emissions 2016: 52; PM10 (dust) emissions 2017: 52 | 133 | 68 | 106 | 39686 | 2894 | 160455 | 303088
MK-1 | Bitola | North Macedonia | Western Balkans | lignite | JSC ELEM Skopje | 41.0583 | 21.4843 | 1982 |  |  |  | Open | 3 |  | 675 |  | SO2 emissions 2015: 18416.82; SO2 emissions 2016: 31775; SO2 emissions 2017: 31775; NOx emissions 2015: 1687.62; NOx emissions 2016: 2266; NOx emissions 2017: 2266; PM10 (dust) emissions 2015: 1358; PM10 (dust) emissions 2016: 2491; PM10 (dust) emissions 2017: 2491 | 182 | 95 | 154 | 52709 | 5160 | 206016 | 386326
MK-2 | Oslomej | North Macedonia | Western Balkans | lignite | Elektrani na Severna Makedonija (ESM) | 41.5821 | 21.0003 | 1980 |  |  |  | Open | 1 |  | 125 |  | SO2 emissions 2015: 1430.15; SO2 emissions 2016: 278; SO2 emissions 2017: 278; NOx emissions 2015: 223.79; NOx emissions 2016: 45; NOx emissions 2017: 45; PM10 (dust) emissions 2015: 195; PM10 (dust) emissions 2016: 43; PM10 (dust) emissions 2017: 43 | 2 | 1 | 1 | 493 | 48 | 1926 | 3614
NL-1 | Hemweg | Netherlands | EU+UK | hard coal | Vattenfall | 52.4053 | 4.8471 | 1995 | 2019 | 2019-03-08 |  | Retired |  |  |  |  | 3736445 | 2969486 | 4414744 | 3250218 | 3708312 | 2367013 | 2792315 | 3574605 | 4177886 | 2656850 | 4195699 | 3996099 | 3354315 | 3610074 | 3215867 |  | 467 | 534 | 657 | 1134 | 529 | 797 | 365.567 | 216.773 |  |  | 469 | 483 | 697 | 864 | 618 | 854 | 784.183 | 677.276 |  |  | 59 | 57 | 70 | 77 | 47 | 65 | 64.195 | 45.758 | [12 empty] | 20 | 8 | 14 | 5656 | 319 | 30184 | 58391
NL-2 | Borssele | Netherlands | EU+UK | hard coal | RWE | 51.4332 | 3.716 | 1988 | 2015 |  |  | Retired |  |  |  |  | 1469051 | 1205182 | 1529596 | 1794362 | 1726873 | 2107372 | 2089834 | 2051070 | 2177074 | 2083960 | 2054544 | [5 empty] | 892 | 908 | 852 | 904 | 773 | 636 |  |  |  |  | 957 | 855 | 693 | 759 | 669 | 803 |  |  |  |  | 18 | 17 | 17 | 17 | 16 | 22 |  |  |  |  | 12.46 | 12.65 | 14.85 | 15 |  | 18 | 15 | 12.6
NL-4 | Amer | Netherlands | EU+UK | hard coal | RWE | 51.7078 | 4.8439 | 1981 | 2024 | 2019-12-10 |  | Open | 1 |  | 652 |  | 5828901 | 5398314 | 5193887 | 4348652 | 5760411 | 5284701 | 3839941 | 5750603 | 5881587 | 6389014 | 5669492 | 3520986 | 3575313 | 2251751 | 1833587 | 942156 | 1041 | 714 | 1903 | 2764 | 3012 | 1603 | 972.157 | 808.787 | 696 |  | 3398 | 2243 | 3529 | 3859 | 3234 | 2814 | 1230.444 | 922.381 | 741 |  | 105 | 42 | 66 | 63 | 93 | 91 | 16.086 | 12.453 | [12 empty] | 36 | 15 | 26 | 11263 | 619 | 54485 | 104976
NL-6 | Maasvlakte | Netherlands | EU+UK | hard coal | Uniper | 51.9591 | 4.0266 | 1987 | 2017 | 2013-09-01 |  | Retired |  |  |  |  | 6324962 | 6189119 | 6108992 | 6694824 | 5907182 | 6680535 | 6486461 | 6651138 | 6677210 | 6089869 | 5895070 | 5950127 | 2975064 |  |  |  | 1992 | 2226 | 2423 | 2462 | 2009 | 2398 | 2125.925 | 1450 |  |  | 1810 | 1985 | 1956 | 2069 | 1962 | 1855 | 2850 | 2060 |  |  | 36 | 41 | 53 | 59 | 43 | 41 | 60.6 | 69.7 |  |  | 24 | 34 | 37 | 28 | 34 | 27.5 | 14 | 19 |  |  | 81 | 33 | 59 | 25317 | 1396 | 123870 | 238777
NL-7 | Gelderland | Netherlands | EU+UK | hard coal | Engie | 51.8559 | 5.8289 | 1982 | 2015 |  |  | Retired |  |  |  |  | 2331263 | 3399099 | 3128599 | 3258714 | 2381845 | 2223750 | 2076834 | 2318936 | 2722750 | 2792385 | 2885312 | 624 |  |  |  |  | 1022 | 1101 |  | 1330 | 1370 | 1430 |  |  |  |  | 1415 | 1120 | 1390 | 1412 | 1401 | 1312 |  |  |  |  | 24 | 58 | 31 | 23 | 48 | 43 |  |  |  |  | 63.6 | 28.7 | 28.3 | 33.3 | 38.9 | 42.6 | 44.6 | 39.2
NL-10 | Maasvlakte 3 | Netherlands | EU+UK | hard coal | Uniper | 51.9586 | 4.0264 | 2016 | 2029 | 2019-12-10 |  | Open | 1 |  | 1196 |  | CO2 emissions (EU only) 2012: 93; CO2 emissions (EU only) 2013: 255714; CO2 emissions (EU only) 2014: 372585; CO2 emissions (EU only) 2015: 2976984; CO2 emissions (EU only) 2016: 4665108; CO2 emissions (EU only) 2017: 4306500; CO2 emissions (EU only) 2018: 4866236; CO2 emissions (EU only) 2019: 4866236; SO2 emissions 2013: 34; SO2 emissions 2014: 21; SO2 emissions 2015: 174; SO2 emissions 2016: 395.468; SO2 emissions 2017: 392.442; SO2 emissions 2018: 549; NOx emissions 2013: 298; NOx emissions 2014: 71; NOx emissions 2015: 610; NOx emissions 2016: 1059.053; NOx emissions 2017: 1133.479; NOx emissions 2018: 1220; PM10 (dust) emissions 2016: 30.678; PM10 (dust) emissions 2017: 46.68; Mercury emissions (Hg to air and water) 2018: 12 | 25 | 9 | 18 | 6696 | 378 | 37148 | 72042
NL-11 | Maasvlakte New | Netherlands | EU+UK | hard coal | Riverstone | 51.944 | 4.0716 | 2015 | 2029 | 2019-12-10 |  | Open | 1 |  | 870 |  | CO2 emissions (EU only) 2012: 95; CO2 emissions (EU only) 2013: 183009; CO2 emissions (EU only) 2014: 2153254; CO2 emissions (EU only) 2015: 2791963; CO2 emissions (EU only) 2016: 3192374; CO2 emissions (EU only) 2017: 3436408; CO2 emissions (EU only) 2018: 3211025; CO2 emissions (EU only) 2019: 2211747; CO2 emissions (EU only) 2020: 16978; SO2 emissions 2013: 5; SO2 emissions 2014: 96; SO2 emissions 2015: 212; SO2 emissions 2016: 322; SO2 emissions 2017: 165; SO2 emissions 2018: 287; NOx emissions 2013: 207; NOx emissions 2014: 468; NOx emissions 2015: 533; NOx emissions 2016: 641; NOx emissions 2017: 548; NOx emissions 2018: 577; PM10 (dust) emissions 2014: 20; PM10 (dust) emissions 2015: 27; PM10 (dust) emissions 2016: 28; PM10 (dust) emissions 2017: 19.3 | 17 | 6 | 12 | 4672 | 262 | 24614 | 47610
NL-12 | Eemshaven | Netherlands | EU+UK | hard coal | RWE | 53.4405 | 6.8612 | 2015 | 2029 | 2019-12-10 |  | Open | 2 |  | 1740 |  | CO2 emissions (EU only) 2013: 55431; CO2 emissions (EU only) 2014: 3085211; CO2 emissions (EU only) 2015: 6293776; CO2 emissions (EU only) 2016: 8319654; CO2 emissions (EU only) 2017: 7587197; CO2 emissions (EU only) 2018: 7968947; CO2 emissions (EU only) 2019: 5389580; CO2 emissions (EU only) 2020: 2528618; SO2 emissions 2014: 105; SO2 emissions 2015: 714; SO2 emissions 2016: 967.945; SO2 emissions 2017: 882.728; SO2 emissions 2018: 1020; NOx emissions 2014: 457; NOx emissions 2015: 1672; NOx emissions 2016: 1944.274; NOx emissions 2017: 595; NOx emissions 2018: 2020; PM10 (dust) emissions 2014: 10; PM10 (dust) emissions 2015: 56; PM10 (dust) emissions 2016: 75.941; PM10 (dust) emissions 2017: 69.255; Mercury emissions (Hg to air and water) 2014: 12; Mercury emissions (Hg to air and water) 2015: 14.5; Mercury emissions (Hg to air and water) 2016: 11; Mercury emissions (Hg to air and water) 2017: 11; Mercury emissions (Hg to air and water) 2018: 81 | 50 | 19 | 35 | 14069 | 788 | 74241 | 143621
PL-4 | Bedzin | Poland | EU+UK | hard coal | EC Będzin SA | 50.302 | 19.1371 | 1975 |  |  |  | Open | 1 |  | 82 |  | 596957 | 618021 | 614514 | 544229 | 515236 | 521152 | 493492 | 505710 | 518292 | 474544 | 520833 | 558123 | 572819 | 609922 | 612546 |  | 2688 | 2825 | 2489 | 2597 | 2230 | 2529 | 2052.35 | 1526.078 | 906 | 317 | 947 | 957 | 1011 | 1107 | 880 | 1111 | 1122.8 | 911.736 | 513 | 422 | 129 | 165 | 117 | 168 | 179 | 181 | 124.38 | 70.7 | [12 empty] | 28 | 13 | 22 | 8674 | 480 | 42924 | 81962
PL-5 | Lagisza | Poland | EU+UK | hard coal | Tauron | 50.3489 | 19.1445 | 1963 |  |  |  | Open | 3 |  | 700 |  | 3092508 | 2904981 | 3139598 | 2353956 | 2506537 | 3850487 | 3831563 | 3546545 | 3025406 | 2496824 | 2912395 | 2061954 | 1869428 | 2268234 | 1174996 | 2292443 | 8254 | 8408 | 3818 | 5570 | 3724 | 3632 | 1871.379 | 2340 | 1500 | 737 | 7180 | 6185 | 5678 | 5285 | 3803 | 3958 | 2635.5562 | 2290 | 2200 | 1030 | 826 | 817 | 243 | 365 | 277 | 161 | 86.9669 | 127.188 | [10 empty] | 22 |  | 38 | 15 | 31 | 10340 | 577 | 56615 | 108849
PL-6 | Belchatow | Poland | EU+UK | lignite | PGE | 51.2658 | 19.3153 | 1981 |  |  |  | Open | 12 |  | 5030 |  | 31970055 | 30083123 | 28322323 | 30862792 | 29473072 | 29659590 | 32823146 | 35193844 | 37178165 | 36886458 | 37051920 | 34941622 | 37646220 | 38348069 | 32741604 | 30088805 | 73494 | 78851 | 77831 | 60960 | 72735 | 74851 | 30061.707 | 39300.213 | 45100 | 30100 | 41860 | 40645 | 40342 | 40294 | 35990 | 34107 | 27762.697 | 28879.566 | 30100 | 25000 | 1523 | 1462 | 1263 | 1064 | 968 | 1187 | 733.8487 | 889.826 | 1030 | 649 |  |  |  |  | 26.3 | 37 | 24.6 | 22.1 | 2250 | 2600 | 489 | 205 | 398 | 141993 | 7864 | 740236 | 1418849
PL-8 | Bialystok | Poland | EU+UK | hard coal | Enea | 53.1484 | 23.1701 | 1978 |  |  |  | Open | 2 |  | 110 |  | 806233 | 733333 | 728040 | 636374 | 425034 | 494895 | 485047 | 331614 | 232308 | 286974 | 326380 | 366393 | 525280 | 280147 | 253522 | 174755 | 1332 | 1353 | 801 | 629 | 761 | 1203 | 1175.8211 | 1394.977 |  | 206 | 1396 | 1389 | 939 | 936 | 1107 | 852 | 503.5157 | 281.651 |  | 406 | 88 | 60 | 67 | 65 | 55 | 79 | 109.0057 | 57.291 |  |  | 653 | 763 | 153 | 160 | 161 | 160 | 2820 | 2160 |  |  | 15 | 7 | 12 | 4842 | 268 | 23516 | 44833
PL-11 | Bielsko-Biala | Poland | EU+UK | hard coal | Tauron | 49.8117 | 19.0529 | 1960 |  |  |  | Open | 1 |  | 50 |  | 672384 | 757370 | 778605 | 684984 | 587260 | 610610 | 578618 | 523678 | 558155 | 552906 | 557573 | 545908 | 500989 | 494612 | 427472 | 362828 | 2498 | 2177 | 2359 | 1684 | 1066 | 1046 | 1057.33 | 974.299 |  | 152 | 775 | 580 | 722 | 444 | 236 | 220 | 226.83 | 246.82 | 124 | 133 | 269 | 232 | 280 | 126 | 39 | 39 | 43.5 | 29.297 |  |  |  |  | 305 | 42.2 | 64.9 | 225 | 133 |  |  |  | 12 | 6 | 9 | 3876 | 212 | 17974 | 34164
PL-13 | Turow | Poland | EU+UK | lignite | PGE | 50.9486 | 14.9131 | 1963 |  |  |  | Open | 6 | 1 | 1488 | 460 | 12755644 | 12959909 | 12331508 | 12879526 | 11624371 | 10656954 | 10776551 | 10900042 | 9994790 | 8140101 | 7595544 | 7838244 | 7108058 | 6892857 | 5521711 | 5806624 | 39831 | 34960 | 33627 | 21416 | 11199 | 10820 | 10809.39 | 6582.175 | 6350 | 2240 | 12117 | 12517 | 11790 | 9180 | 7712 | 7152 | 5648.44 | 4951.23 | 4850 | 3790 | 2361 | 1501 | 1345 | 1043 | 950 | 989 | 718.11 | 657.293 | 413 | 181 | [8 empty] | 333 | 221 | 209 | 102 | 168 | 81417 | 3982 | 321861 | 611739
PL-16 | Opole | Poland | EU+UK | hard coal | PGE | 50.7518 | 17.882 | 1993 |  |  |  | Open | 6 |  | 3332 |  | 7175432 | 7345308 | 7553832 | 6911327 | 7413193 | 6770075 | 6872050 | 6252718 | 6321343 | 6422060 | 5821226 | 5917008 | 6278862 | 7458645 | 7023261 | 9698668 | 4822 | 4869 | 4166 | 4530 | 4829 | 3254 | 2743.3 | 2426.526 | 3190 | 214 | 10392 | 10250 | 9793 | 9572 | 7607 | 5776 | 4490.22 | 4476.208 | 5460 | 5300 | 364 | 227 | 194 | 249 | 240 | 203 | 179.02 | 180.139 | 209 | 239 |  | 83 | 53.2 | 47.6 | 365 | 409 | 305 | 334 | 67 | 62 | 60 | 24 | 49 | 16248 | 911 | 90556 | 174281
PL-18 | Bydgoszcz II | Poland | EU+UK | hard coal | PGE | 53.0992 | 18.0875 | 1971 |  |  |  | Open | 4 |  | 192 |  | 1254557 | 1220382 | 1145416 | 1008763 | 1009125 | 1067270 | 967309 | 953212 | 798087 | 725139 | 754880 | 723306 | 726992 | 696261 | 700824 | 669175 | 6532 | 5113 | 4845 | 3893 | 3746 | 3699 | 1995.146 | 2400 | 2930 | 2060 | 2885 | 2478 | 2434 | 1945 | 1762 | 1807 | 1568.837 | 1790 | 1720 | 1320 | 433 | 207 | 268 | 167 | 102 | 82 | 24.66 | 25.822 | 56.6 |  | 6.17 | 2.07 | 200 | 209.18 | 212 | 192 | 62 | 65.7 |  |  | 30 | 13 | 25 | 8944 | 494 | 45806 | 87702
PL-20 | Miechowice | Poland | EU+UK | hard coal | Fortum | 50.3487 | 18.8431 | 1955 |  |  |  | Open | 3 |  | 125 |  | 307274 | 283719 | 273500 | 278874 | 275370 | 289480 | 248019 | 238779 | 235462 | 205346 | 201533 | 200417 | 206395 | 209705 | 84623 | 11580 | 1814 | 1517 | 1271 | 1204 | 821 | 846 | 822.3919 | 1050 | 1040 | 417 | 586 | 506 | 468 | 422 | 356 | 347 | 334.5697 | 420 | 458 | 197 | 193 | 155 | 147 | 87 | 97 | 94 | 58.3423 | 63.1 | 62.6 |  |  | 142 | 32.2 | 26.8 | 24.3 | 25.2 | 15.7 |  |  |  | 10 | 5 | 8 | 3317 | 183 | 16031 | 30557
PL-23 | Chorzow 2 | Poland | EU+UK | hard coal | CEZ | 50.3078 | 18.9686 | 2003 |  |  |  | Open | 2 |  | 226 |  | 1503080 | 1492413 | 1518045 | 1221546 | 1019100 | 889311 | 920688 | 884746 | 938560 | 920696 | 1082121 | 1181539 | 1354606 | 1354248 | 1319379 | 1187540 | 1383 | 1604 | 1788 | 1649 | 1629 | 1962 | 1071.89 | 1170.546 | 1170 | 1180 | 566 | 744 | 963 | 868 | 867 | 947 | 1091.86 | 1165.093 | 1160 | 1040 | 65 | 94 | 84 | 69 | 74 | 104 | 59.34 | 85.5 | 103 | 92.7 | [8 empty] | 24 | 16 | 18 | 8 | 15 | 5299 | 295 | 27932 | 53568
PL-33 | Czestochowa | Poland | EU+UK | hard coal | Fortum | 50.7943 | 19.1425 | 2010 |  |  |  | Open | 1 |  | 64 | [7 empty] | 153641 | 383656 | 218689 | 300332 | 341676 | 338163 | 249717 | 305586 | 255276 | 266985 | 31 | 183 | 343 | 203 | 341 | 259 | 230 | 245.048 |  | 170 | 12 | 217 | 325 | 325 | 289 | 255 | 243 | 194 |  | 207 | 7 | 1 | 3 | 2 |  |  | 22.43 | 24.628 |  |  |  | 19.6 | 21.9 | 20.5 | 20.2 | 24.5 | 33.6 | 29.5 |  |  | 4 | 2 | 3 | 1173 | 66 | 6210 | 11910
PL-40 | Elblag | Poland | EU+UK | hard coal | Energa | 54.1817 | 19.3893 | 1955 | 8888 | 2020-06-30 |  | Open | 3 |  | 62 |  | 295194 | 306367 | 273415 | 270538 | 286519 | 299853 | 275924 | 280416 | 280571 | 250171 | 233541 | 240549 | 214520 | 259178 | 219390 | 166312 | 1163 | 1187 | 1098 | 980 | 951 | 1008 | 1043.84 | 867.852 |  |  | 566 | 536 | 580 | 522 | 533 | 481 | 414.52 | 386 |  |  | 75 | 77 | 87 | 60 | 51 | 62 | 52.83 | 47.405 | [12 empty] | 13 | 6 | 10 | 4145 | 228 | 19973 | 38068
PL-43 | Gdansk 2 | Poland | EU+UK | hard coal | PGE | 54.3781 | 18.6417 | 1971 |  |  |  | Open | 4 |  | 218 |  | 1393221 | 1338297 | 1331836 | 1111303 | 1044824 | 1199847 | 1118073 | 1116069 | 1139261 | 1059728 | 1088560 | 1185401 | 1236591 | 1234900 | 1198825 | 1174873 | 4683 | 4351 | 4026 | 3834 | 3356 | 3154 | 1210 | 1040 | 1360 | 1050 | 2755 | 2401 | 2593 | 2371 | 2033 | 1667 | 1040 | 890 | 1060 | 996 | 259 | 170 | 165 | 214 | 110 | 119 |  | 0.918 | [10 empty] | 19 |  | 19 | 8 | 15 | 5526 | 305 | 28573 | 54746
PL-46 | Gdynia | Poland | EU+UK | hard coal | PGE | 54.5533 | 18.4808 | 1980 |  |  |  | Open | 2 |  | 106 |  | 842755 | 831925 | 815837 | 726185 | 673262 | 744395 | 680082 | 671532 | 704035 | 680194 | 660491 | 686189 | 668579 | 672214 |  | 639246 | 2101 | 2099 | 1885 | 2062 | 1740 | 1693 | 658.872 | 613 | 626 | 407 | 1408 | 1083 | 1295 | 1339 | 971 | 1115 | 1218.748 | 785 | 518 | 447 | 171 | 107 | 75 | 167 | 116 | 121 | 44.863 | 9.775 |  |  | 30.9 | 29.3 | 49.9 | 45.2 | 22 | 23.4 | 12 | 18.3 |  | 16 | 16 | 6 | 13 | 4124 | 232 | 23322 | 44926
PL-69 | Jaworzno 2 | Poland | EU+UK | hard coal | Tauron | 50.2122 | 19.2289 | 1998 |  |  |  | Open | 3 |  | 200 |  | 1026204 | 853934 | 846777 | 905748 | 792669 | 895529 | 751882 | 768265 | 886851 | 881133 | 870727 | 967317 | 908145 | 851150 | 916004 | 720866 | 2023 | 1657 | 1781 | 1745 | 1715 | 1178 | 657.8407 | 656.876 | 537 | 503 | 1092 | 816 | 876 | 1077 | 1391 | 1088 | 649.8097 | 647.324 | 593 | 612 | 51 | 49 | 83 | 61 | 65 | 72 | 57.1703 | 34.215 |  |  | 18.8 | 17 | 27.2 | 25.8 | 21.9 | 21.1 |  |  |  |  | 11 | 5 | 9 | 3270 | 182 | 17176 | 32926
PL-70 | Jaworzno 3 | Poland | EU+UK | hard coal | Tauron | 50.2078 | 19.2097 | 1977 |  |  |  | Open | 7 |  | 2255 |  | 4751550 | 5993992 | 6953092 | 5644891 | 5650220 | 6220247 | 6226895 | 5922397 | 6254559 | 3950789 | 4519062 | 4514460 | 6013145 | 4611205 | 3660571 | 2986258 | 7081 | 7188 | 5875 | 6412 | 3386 | 3934 | 1960 | 2760 | 2300 | 1500 | 10987 | 10947 | 9230 | 8118 | 4505 | 4665 | 3544.2249 | 4680 | 3600 | 2770 | 191 | 173 | 190 | 200 | 63 | 91 | 84.6057 | 63 |  |  | 57 | 47.7 | 29.4 | 10.9 | 16.9 |  | 25.8 |  | 39 | 36 | 45 | 18 | 37 | 12027 | 674 | 67875 | 130744
PL-76 | Katowice | Poland | EU+UK | hard coal | Tauron | 50.2853 | 19.0539 | 1999 |  |  |  | Open | 1 |  | 135 |  | 925648 | 916964 | 815328 | 739009 | 860568 | 609973 | 827136 | 882130 | 889214 | 848637 | 867301 | 657957 | 877950 | 921905 | 757305 | 597102 | 1794 | 1990 | 2304 | 2031 | 2094 | 2010 | 1339.33 | 1570.139 | 1480 | 580 | 575 | 615 | 776 | 582 | 588 | 631 | 533.1 | 658.053 | 644 | 549 | 123 | 143 | 162 | 94 | 113 | 118 | 91.26 | 83.848 | 81.6 | 66 | 76 | 62 | 83.3 | 96 | 59 | 76.58 | 75.43 | 33 | 16 | 12 | 17 | 8 | 13 | 5376 | 297 | 25932 | 49423
PL-80 | Blachownia | Poland | EU+UK | hard coal | Tauron | 50.35 | 18.2833 | 1957 | 2014 |  |  | Retired |  |  |  |  | 358185 | 365946 | 480286 | 336399 | 347766 | 359889 | 323507 | 277868 | 299299 | 281027 | 284908 | 277601 | 308275 | 266282 | 272260 |  | 57 | 36 | 27 | 38 | 44 | 64 |  |  |  |  | 673 | 616 | 517 | 615 | 594 | 555 | 485 |  |  |  | 8 | 6 | 3 | 3 | 3 | 3 | [6 empty] | 33.8 | 18.9 | 14.4 | 16.1 | 12.2 | 14.6 |  |  | 4 | 1 | 3 | 750 | 43 | 5358 | 10452
PL-90 | Patnow I | Poland | EU+UK | lignite | ZEPAK | 52.3055 | 18.2317 | 1967 | 2024 | 2020-10-01 |  | Open | 3 |  | 600 |  | 7076256 | 7228973 | 7494433 | 7071332 | 6100275 | 5235064 | 5682058 | 5903008 | 5931849 | 5259965 | 5371308 | 5365079 | 4766368 | 4611181 | 4153039 | 3079750 | 6262 | 7721 | 7500 | 6630 | 5240 | 5199 | 4146.71 | 3587.669 | 3370 | 3100 | 6298 | 6674 | 7447 | 7429 | 7031 | 6721 | 6141.57 | 5567.338 | 5600 | 4770 | 390 | 456 | 447 | 650 | 587 | 338 | 582.2 | 528.478 | 82.8 | 62.6 |  | 22.4 | 11.2 |  |  | 19.5 |  | 28.5 | 244 | 190 | 89 | 36 | 71 | 24296 | 1369 | 133616 | 256848
PL-91 | Konin | Poland | EU+UK | lignite | ZEPAK | 52.2842 | 18.2711 | 1958 | 2022 | 2020-07-22 |  | Open | 2 |  | 78 |  | 2194482 | 2495637 | 2059700 | 967856 | 893249 | 816054 | 635646 | 629323 | 675320 | 697187 | 628153 | 626543 | 641379 | 169744 | 5874 | 28246 | 1693 | 1061 | 1374 | 1305 | 1565 | 1376 | 1613.59 | 1424.919 | 591 |  | 1388 | 1050 | 1129 | 1297 | 1312 | 1382 | 1450 | 1128.653 | 694 | 441 | 71 | 91 | 82 | 71 | 86 | 69 | 115.23 | 78.417 |  |  | 288 | 409 | 431 | 377 | 334 | 344 | 318 | 268 |  |  | 27 | 11 | 21 | 7738 | 431 | 40230 | 77075
PL-96 | Kozienice | Poland | EU+UK | hard coal | Enea | 51.6647 | 21.4667 | 1972 |  |  |  | Open | 11 |  | 3994 |  | 10243459 | 10846565 | 10546967 | 10004616 | 10686735 | 10835725 | 10299069 | 9925556 | 10230491 | 10960698 | 11393513 | 12006243 | 12115069 | 14069876 | 14876558 | 13779277 | 35145 | 31279 | 32488 | 33405 | 34442 | 30985 | 9657.0383 | 9920 | 8780 | 9040 | 21718 | 20375 | 18203 | 18109 | 17177 | 16137 | 14308.1641 | 12200 | 9650 | 10700 | 1078 | 1048 | 787 | 856 | 1050 | 927 | 401.9969 | 188.47 | 216 | 169 | 44 | 34 | 35 | 37 | 39 | 34 | 35 | 35 | 220 | 250 | 199 | 79 | 163 | 54342 | 3036 | 299394 | 575853
PL-98 | Krakow | Poland | EU+UK | hard coal | PGE | 50.0542 | 20.0069 | 1970 |  |  |  | Open | 3 |  | 350 |  | 2071217 | 2015780 | 2080513 | 1792173 | 1719359 | 1920463 | 1765511 | 1783440 | 1866960 | 1747087 | 1782340 | 1909684 | 1775841 | 1721648 | 1574257 | 1564982 | 5914 | 6082 | 6601 | 5758 | 6252 | 6316 | 1031.72 | 833.763 | 692 | 531 | 4039 | 3881 | 4247 | 4198 | 4375 | 3465 | 2525.83 | 1878.067 | 1200 | 1080 | 440 | 530 | 751 | 682 | 370 | 236 | 105.87 | 105.144 | 74.8 | 71 | 414 | 309 | 217 | 218 | 263 | 249 | 250 | 268 | 26 | 24 | 29 | 11 | 24 | 7497 | 424 | 43783 | 84492
PL-107 | Laziska | Poland | EU+UK | hard coal | Tauron | 50.1337 | 18.8465 | 1960 |  |  |  | Open | 6 |  | 1155 |  | 4965199 | 5270837 | 5128589 | 4896465 | 4525558 | 4867536 | 5095312 | 3997000 | 3977321 | 3445336 | 3784947 | 3703360 | 3879920 | 3154175 | 3026691 | 1773839 | 7426 | 6943 | 5306 | 5577 | 5079 | 4748 | 3714.546 | 3430 |  |  | 9261 | 9212 | 6698 | 5802 | 4254 | 3854 | 3462.426 | 3300 |  |  | 760 | 566 | 351 | 299 | 321 | 286 | 193.176 | 131 |  |  | 40 | 36.3 | 15.8 | 11.2 |  |  | 10.5 | 27.84 |  |  | 62 | 26 | 50 | 17836 | 991 | 93091 | 178417
PL-113 | Lodz 2 | Poland | EU+UK | hard coal | Veolia | 51.7984 | 19.4203 | 1958 | 2015 |  |  | Retired |  |  |  |  | 540263 | 538958 | 545138 | 579071 | 490787 | 538428 | 493340 | 482460 | 457853 | 394746 | 189712 | [5 empty] | 2040 | 2216 | 2128 | 1801 | 1815 | 963 | 2360 |  |  |  | 1223 | 1035 | 1054 | 1019 | 887 | 435 | 1160 |  |  |  | 130 | 133 | 84 | 89 | 71 | 32 | [5 empty] | 79.4 | 20.5 | 103 | 115 | 60.7 | 37.9 | 78.8 |  |  | 30 | 13 | 25 | 9434 | 517 | 46135 | 88061
PL-114 | Lodz 3 | Poland | EU+UK | hard coal | Veolia | 51.7424 | 19.4476 | 1968 | 2025 | 2021-03-22 |  | Open | 4 |  | 197 |  | 956264 | 932665 | 947299 | 882237 | 893894 | 935659 | 796043 | 807754 | 789881 | 589473 | 656150 | 865511 | 834130 | 831302 | 836325 | 847449 | 3977 | 3615 | 3406 | 2940 | 2335 | 2515 | 2360.2891 | 541.63 | 549 | 596 | 2302 | 1837 | 1721 | 1717 | 1234 | 1347 | 1164.553 | 859.275 | 612 | 593 | 123 | 99 | 92 | 77 | 54 | 44 | 51.5312 | 16.983 |  |  | 10.5 |  |  |  |  | 13 | 16.2 |  | 10 |  | 31 | 14 | 25 | 9564 | 525 | 46829 | 89378
PL-115 | Lodz 4 | Poland | EU+UK | hard coal | Veolia | 51.7463 | 19.5382 | 1977 | 2025 | 2021-03-22 |  | Open | 3 |  | 215 |  | 1039988 | 949324 | 1105197 | 1074331 | 1008628 | 1060683 | 839098 | 704950 | 657359 | 646548 | 769004 | 900368 | 929878 | 895957 | 693780 | 693532 | 3944 | 2949 | 2141 | 2023 | 2069 | 1541 | 838.2156 | 814 | 708 | 523 | 2368 | 1760 | 1525 | 1378 | 1201 | 1076 | 1195.8534 | 1100 | 772 | 677 | 42 | 33 | 48 | 44 | 43 | 50 | 55.3466 | 28.984 | [12 empty] | 17 | 7 | 14 | 4694 | 263 | 25732 | 49471
PL-126 | Mielec | Poland | EU+UK | hard coal | E-Star Plc | 50.3044 | 21.4611 | 1962 |  |  |  | Open | 1 |  | 30 |  | CO2 emissions (EU only) 2005: 188937; CO2 emissions (EU only) 2006: 170959; CO2 emissions (EU only) 2007: 176414; CO2 emissions (EU only) 2008: 170387; CO2 emissions (EU only) 2009: 152448; CO2 emissions (EU only) 2010: 170391; CO2 emissions (EU only) 2011: 153400; CO2 emissions (EU only) 2012: 167066; CO2 emissions (EU only) 2013: 151246; CO2 emissions (EU only) 2014: 138591; CO2 emissions (EU only) 2015: 138643; CO2 emissions (EU only) 2016: 153559; CO2 emissions (EU only) 2017: 168887; CO2 emissions (EU only) 2018: 157990; CO2 emissions (EU only) 2019: 151967; CO2 emissions (EU only) 2020: 150421; SO2 emissions 2016: 546; SO2 emissions 2017: 566; SO2 emissions 2018: 477; SO2 emissions 2019: 433; NOx emissions 2016: 244; NOx emissions 2017: 257; NOx emissions 2018: 227; NOx emissions 2019: 224; Mercury emissions (Hg to air and water) 2010: 23.8; Mercury emissions (Hg to air and water) 2011: 19.3; Mercury emissions (Hg to air and water) 2012: 15.9; Mercury emissions (Hg to air and water) 2013: 14.2; Mercury emissions (Hg to air and water) 2014: 15; Mercury emissions (Hg to air and water) 2015: 18; Mercury emissions (Hg to air and water) 2016: 21.3 | 7 | 3 | 6 | 2145 | 117 | 10404 | 19848
PL-132 | Dolna Odra | Poland | EU+UK | hard coal | PGE | 53.2058 | 14.4663 | 1974 |  |  |  | Open | 4 |  | 908 |  | 3682565 | 5452488 | 5753619 | 5635102 | 4982434 | 5653387 | 5832818 | 4869755 | 4839316 | 4441563 | 4691837 | 4336723 | 3849980 | 3480875 | 2406243 | 2218933 | 12339 | 14692 | 7954 | 5919 | 1803 | 1969 | 2018.763 | 1700 |  |  | 10981 | 11619 | 9766 | 8346 | 6397 | 4332 | 4696.757 | 4170 |  |  | 370 | 295 | 155 | 174 | 107 | 80 | 82.707 | 22.556 | [12 empty] | 84 | 36 | 68 | 28481 | 1411 | 128323 | 246156
PL-140 | Ostroleka | Poland | EU+UK | hard coal | Energa | 53.1044 | 21.612 | 1957 |  |  |  | Open | 4 |  | 681 |  | 2699894 | 3134609 | 3038913 | 3246884 | 2869728 | 2883695 | 3186732 | 2583813 | 2823847 | 2934580 | 2017491 | 2300685 | 2320639 | 2271776 | 1849931 | 1476893 | 9399 | 9628 | 7832 | 9203 | 10108 | 5635 | 3506.29 | 2432.691 |  |  | 4793 | 5564 | 5160 | 5670 | 5850 | 4221 | 2437.83 | 2217.14 | 249 | 245 | 365 | 433 | 373 | 430 | 388 | 142 | 166.84 | 187.9 |  |  | 63.8 | 65.33 | 96 | 94.78 | 86.43 | 89 | 147 | 59.4 |  |  | 52 | 22 | 42 | 15515 | 858 | 78506 | 150152
PL-155 | Polaniec | Poland | EU+UK | hard coal | Enea | 50.4381 | 21.3368 | 1979 |  |  |  | Open | 7 |  | 1674 |  | 4363815 | 5623632 | 5469380 | 5139790 | 6024281 | 7290568 | 7070253 | 6426108 | 5566819 | 6118214 | 6299450 | 7733638 | 7029514 | 8219329 | 6751791 | 4555879 | 10541 | 9489 | 7527 | 4894 | 6889 | 17017 | 7692.7628 | 7110 | 8880 | 5900 | 12345 | 12789 | 12287 | 10366 | 12871 | 14692 | 15637.4666 | 11900 | 7760 | 6450 | 701 | 580 | 697 | 582 | 448 | 466 | 600.1413 | 472 | 466 | 461 | 69 | 75 | 66 | 29 | 28 | 18.4 | 15.6 | 16.1 | 244 | 227 | 193 | 74 | 158 | 50507 | 2843 | 288803 | 556671
PL-158 | Poznan Garbary | Poland | EU+UK | hard coal | Veolia | 52.4141 | 16.9449 | 1929 | 2015 |  |  | Retired |  |  |  |  | CO2 emissions (EU only) 2005: 16252; CO2 emissions (EU only) 2006: 10957; CO2 emissions (EU only) 2007: 7430; CO2 emissions (EU only) 2008: 1243; CO2 emissions (EU only) 2009: 16; CO2 emissions (EU only) 2010: 4811; CO2 emissions (EU only) 2011: 6637; CO2 emissions (EU only) 2012: 6431; CO2 emissions (EU only) 2013: 4647; CO2 emissions (EU only) 2014: 1776; CO2 emissions (EU only) 2015: 2644; CO2 emissions (EU only) 2016: 1924
PL-159 | Poznan-Karolin | Poland | EU+UK | hard coal | Veolia | 52.4361 | 16.9889 | 1985 | 2025 | 2021-03-22 |  | Open | 3 |  | 285 |  | 1697392 | 1622121 | 1505584 | 1501213 | 1606130 | 1445134 | 1312457 | 1193853 | 1153452 | 1043303 | 1144354 | 1110598 | 1227413 | 1294641 | 1141567 | 1175273 | 3727 | 3253 | 2788 | 2663 | 2148 | 1839 | 681.09 | 529.426 |  |  | 2396 | 2076 | 1910 | 1934 | 1818 | 2086 | 2012.64 | 2087.067 |  |  | 243 | 285 | 241 | 204 | 216 | 115 | 60.58 | 50.179 | [12 empty] | 22 | 8 | 18 | 5461 | 309 | 32601 | 62998
PL-176 | Halemba | Poland | EU+UK | hard coal | Tauron | 50.2344 | 18.8497 | 1960 | 2012 |  |  | Retired |  |  |  |  | CO2 emissions (EU only) 2005: 721204; CO2 emissions (EU only) 2006: 450619; CO2 emissions (EU only) 2007: 459660; CO2 emissions (EU only) 2008: 342672; CO2 emissions (EU only) 2009: 307532; CO2 emissions (EU only) 2010: 335309; CO2 emissions (EU only) 2011: 186932; CO2 emissions (EU only) 2012: 74235
PL-178 | Rybnik | Poland | EU+UK | hard coal | PGE | 50.1333 | 18.5236 | 1972 |  |  |  | Open | 8 |  | 1775 |  | 8610371 | 8642969 | 8423079 | 8121792 | 7244279 | 8229363 | 8247038 | 7932724 | 8385181 | 7246717 | 6548392 | 7050817 | 6484111 | 5249573 | 4357483 | 2813803 | 24200 | 23636 | 23464 | 23394 | 20096 | 16386 | 10860.31 | 3792.382 | 3100 | 2240 | 16350 | 15929 | 15593 | 14448 | 11837 | 9994 | 9456.69 | 9034.859 | 4480 | 3640 | 904 | 892 | 814 | 978 | 776 | 709 | 583.99 | 532.291 | 262 | 190 | [8 empty] | 51 | 44 | 175 | 74 | 141 | 51163 | 2841 | 265050 | 507729
PL-180 | Czechnica | Poland | EU+UK | hard coal | PGE | 51.0381 | 17.1503 | 1955 | 2023 | 2019-08-12 |  | Open | 3 |  | 132 |  | 428416 | 443680 | 441107 | 428461 | 413886 | 446835 | 235082 | 226975 | 351439 | 246969 | 280217 | 342398 | 355460 | 392765 | 408836 | 356716 | 1440 | 755 | 882 | 1357 | 926 | 915 | 1142.1856 | 1240 | 1420 | 1240 | 905 | 646 | 717 | 798 | 647 | 697 | 766.7047 | 792 | 827 | 855 | 63 | 23 | 43 | 41 | 27 | 29 | 36.4807 | 11.564 |  |  |  |  | 183 | 179 | 159 | 138 | 119 | 106 |  |  | 16 | 7 | 13 | 4970 | 274 | 25049 | 47901
PL-182 | Skawina | Poland | EU+UK | hard coal | CEZ | 49.9757 | 19.8011 | 1961 |  |  |  | Open | 3 |  | 330 |  | 2577259 | 2764094 | 2685215 | 1670574 | 1230055 | 1213232 | 1100009 | 999459 | 1502218 | 1516040 | 1564082 | 1511824 | 1454765 | 1460511 | 1011513 | 1122539 | 4501 | 3743 | 4805 | 6842 | 5867 | 7154 | 1944.8325 | 2000 | 2420 | 1290 | 2392 | 2604 | 2680 | 3262 | 3013 | 3002 | 2231.1272 | 2020 | 1920 | 1270 | 113 | 121 | 213 | 273 | 210 | 236 | 24.2958 | 23.379 | [12 empty] | 35 | 14 | 28 | 9804 | 544 | 52407 | 100622
PL-187 | Stalowa Wola | Poland | EU+UK | hard coal | Tauron | 50.55 | 22.0667 | 1958 | 2023 | 2020-04-09 |  | Open | 2 |  | 250 |  | 1177301 | 1209962 | 1212493 | 1175209 | 1107982 | 1221164 | 1198472 | 917570 | 1076397 | 423242 | 832521 | 521244 | 448069 | 408636 | 605894 | 221328 | 5119 | 4942 | 3929 | 4660 | 1716 | 3296 | 1744.412 | 1500 | 1100 | 1960 | 2727 | 2707 | 2019 | 2397 | 1097 | 1926 | 1146.086 | 961 | 924 | 1430 | 159 | 155 | 131 | 151 | 51 | 101 | 82.358 | 36.627 | 66 | 112 |  |  | 20.7 | 34 | 31.6 | 13.8 | 14.5 | 14.6 | 14 | 25 | 25 | 11 | 20 | 7614 | 421 | 38312 | 73248
PL-198 | Pomorzany | Poland | EU+UK | hard coal | PGE | 53.3922 | 14.5257 | 1959 |  |  |  | Open | 2 |  | 134 |  | 736439 | 764937 | 700346 | 794732 | 806870 | 729824 | 750156 | 799966 | 710881 | 692621 | 763880 | 468746 | 399017 | 417639 | 464453 | 757682 | 2542 | 2533 | 2699 | 2443 | 2135 | 2379 | 1453.7 | 1132.662 | 1110 | 957 | 1304 | 1445 | 1536 | 1405 | 1254 | 1466 | 887.76 | 720.724 | 581 | 776 | 84 | 129 | 146 | 155 | 130 | 101 | 93.17 | 59.096 | 72.6 |  |  |  | 37.7 | 50.2 | 12.3 | 21.9 |  | 12.8 |  |  | 30 | 14 | 24 | 11413 | 559 | 45665 | 86873
PL-200 | Szczecin | Poland | EU+UK | hard coal | PGE | 53.4113 | 14.586 | 1957 |  |  |  | Open | 1 |  | 68 |  | 302213 | 309516 | 289938 | 438641 | 289489 | 303161 | 129461 | 59 | 483 | 1273 | 1470 | 1489 | 1129 | 478 | 1336 | 517 | 832 | 368 | 42 | 60 | 84 | 73 | 30.38 | 13.255 |  |  | 493 | 270 | 493 | 544 | 572 | 569 | 462.26 | 180.246 |  |  | 35 | 16 | 44 | 15 | 17 | 26 | 28.5 | 9.547 |  |  | 58.7 |  | 15.4 | 13.6 | 13.2 | 14.7 |  |  |  |  | 6 | 3 | 5 | 1933 | 98 | 9672 | 18658
PL-211 | Siersza | Poland | EU+UK | hard coal | Tauron | 50.2064 | 19.463 | 1969 |  |  |  | Open | 6 |  | 808 |  | 2725654 | 2667650 | 2971110 | 2512477 | 1718169 | 2056251 | 2313751 | 1822453 | 1757898 | 1311261 | 1816763 | 1597860 | 1538045 | 1373302 | 1177875 | 751495 | 6955 | 8131 | 5901 | 5328 | 3794 | 5351 | 2341.2002 | 2690 |  |  | 2730 | 3006 | 2417 | 2098 | 1379 | 2265 | 1595.262 | 1710 |  |  | 271 | 486 | 225 | 200 | 123 | 270 | 191.114 | 123 |  |  |  | 1.8 | [8 empty] | 35 | 15 | 28 | 10497 | 583 | 53050 | 101432
PL-214 | Adamow | Poland | EU+UK | lignite | ZEPAK | 52.0122 | 18.5461 | 1964 | 2017 | 2017-12-05 |  | Retired |  |  |  |  | 3761645 | 4191896 | 4576964 | 4111909 | 4073310 | 3998568 | 4087031 | 3326817 | 3989590 | 4128412 | 3908045 | 3436640 | 2852921 |  |  |  | 12873 | 18128 | 11224 | 13516 | 14088 | 13305 | 13632.58 | 12860.436 |  |  | 7417 | 8373 | 6387 | 7829 | 7571 | 7471 | 6930.48 | 5624.09 |  |  | 2278 | 1999 | 1617 | 1400 | 1770 | 2082 | 2282.15 | 1900.955 |  |  |  | 27.1 | 14.8 | 36.9 | 33.3 | 31.3 | 47.3 | 34.6 |  |  | 195 | 89 | 150 | 60233 | 3371 | 297360 | 567285
PL-216 | Tychy | Poland | EU+UK | hard coal | Tauron | 50.1063 | 19.0143 | 2003 |  |  |  | Open | 3 |  | 155 |  | 455895 | 486573 | 408842 | 386242 | 319802 | 380621 | 338684 | 196532 | 105609 | 67591 | 64889 | 255502 | 422857 | 426764 | 351331 | 284543 | 1541 | 1324 | 743 | 506 | 185 | 314 | 562.2077 | 590 | 521 | 430 | 612 | 473 | 246 | 384 | 306 | 308 | 494.6489 | 543 | 509 | 351 | 76 | 83 | 33 | 33 | 36 | 29 | 26.2505 | 4.644 |  |  | 526 | 572 | 457 | 437 | 451 | 438 | 382 | 320 |  |  | 9 | 4 | 7 | 2647 | 147 | 13728 | 26300
PL-221 | Siekierki | Poland | EU+UK | hard coal | PGNiG | 52.1896 | 21.0906 | 1961 |  |  |  | Open | 5 |  | 591 |  | 3503474 | 3292634 | 3483463 | 3421583 | 3318030 | 3463696 | 3215447 | 3269733 | 3287897 | 3156409 | 2842416 | 2969659 | 3047184 | 3127572 | 2961052 | 2731319 | 16096 | 9266 | 6283 | 5430 | 5053 | 4009 | 3490 | 3581.109 | 2330 | 1740 | 7608 | 5978 | 5167 | 4064 | 3391 | 2559 | 2427.1476 | 2491.178 | 2060 | 1990 | 406 | 392 | 296 | 282 | 282 | 276 | 247.7935 | 254.262 | 148 | 104 | [8 empty] | 40 | 29 | 52 | 23 | 42 | 15637 | 868 | 79163 | 151389
PL-223 | Zeran | Poland | EU+UK | hard coal | PGNiG | 52.2944 | 20.9943 | 1954 | 8888 | 2020-06-30 |  | Open | 1 |  | 386 |  | 2488073 | 2513679 | 2477704 | 2471373 | 2440519 | 2591025 | 2422063 | 2379934 | 2488481 | 2273446 | 2324804 | 2303302 | 2339049 | 2224942 | 2171620 | 2096514 | 6391 | 7129 | 7190 | 7988 | 7829 | 6890 | 6846.6296 | 2049.18 | 4860 | 4740 | 3635 | 3900 | 2834 | 3160 | 3131 | 3101 | 2726.472 | 884.498 | 2560 | 2880 | 377 | 419 | 413 | 451 | 467 | 306 | 309.7001 | 130.731 | 172 | 168 | 92.3 | 70.91 | 58.34 | 43.15 | 38.9 | 38.7 | 35.4 |  | 32 | 31 | 85 | 39 | 68 | 27112 | 1492 | 130630 | 248988
PL-234 | Wroclaw | Poland | EU+UK | hard coal | PGE | 51.1239 | 17.0244 | 1970 |  |  |  | Open | 3 |  | 263 |  | 1447181 | 1458875 | 1387561 | 1211561 | 1180221 | 1166637 | 990471 | 981642 | 1167706 | 1072081 | 1081987 | 1197061 | 1167224 | 1185847 | 1128363 | 1098963 | 4097 | 3766 | 3758 | 4604 | 3743 | 2674 | 728.1109 | 697 | 668 | 709 | 2395 | 2164 | 2274 | 2384 | 2160 | 1565 | 888.4412 | 842.756 | 945 | 926 | 102 | 82 | 80 | 97 | 96 | 73 | 58.6927 | 56.368 | 50.2 |  | 45.5 | 43.3 | 42.1 | 26.9 | 23.6 | 26.3 | 27.3 |  |  |  | 14 | 6 | 11 | 3870 | 216 | 20823 | 39983
PL-237 | Zabrze | Poland | EU+UK | hard coal | Fortum | 50.2992 | 18.8123 | 1976 |  |  |  | Open | 1 |  | 74 |  | 317791 | 333788 | 309077 | 290671 | 301333 | 321666 | 260340 | 264199 | 303161 | 267121 | 223731 | 186303 | 178158 | 157893 | 66654 | 26797 | 1591 | 1083 | 1270 | 1862 | 1376 | 765 | 622.23 | 731 | 774 | 425 | 507 | 699 | 681 | 793 | 709 | 595 | 412.58 | 426.593 | 572 | 409 | 126 | 117 | 125 | 222 | 124 | 59 | 32.71 | 35.073 | [8 empty] | 6.2 |  |  |  | 9 | 4 | 7 | 2730 | 151 | 13749 | 26287
PL-245 | Zgierz | Poland | EU+UK | lignite | PGE | 51.8411 | 19.3944 | 1967 | 2015 |  |  | Retired |  |  |  |  | CO2 emissions (EU only) 2005: 25279; CO2 emissions (EU only) 2006: 20764; CO2 emissions (EU only) 2007: 21859; CO2 emissions (EU only) 2008: 20417; CO2 emissions (EU only) 2009: 15459; CO2 emissions (EU only) 2010: 14392; CO2 emissions (EU only) 2011: 15257; CO2 emissions (EU only) 2012: 15881; CO2 emissions (EU only) 2013: 2432; SO2 emissions 2010: 313; SO2 emissions 2011: 276; SO2 emissions 2012: 218; SO2 emissions 2013: 174; SO2 emissions 2014: 236; SO2 emissions 2015: 652; SO2 emissions 2016: 402; NOx emissions 2010: 108; NOx emissions 2011: 92; NOx emissions 2012: 82; NOx emissions 2013: 72; NOx emissions 2014: 89; NOx emissions 2015: 214; NOx emissions 2016: 183; PM10 (dust) emissions 2010: 17; PM10 (dust) emissions 2011: 14; PM10 (dust) emissions 2012: 15; PM10 (dust) emissions 2013: 11; PM10 (dust) emissions 2014: 12; PM10 (dust) emissions 2015: 33
PL-249 | Zofiowka | Poland | EU+UK | hard coal | Jastrzbska Spółka Wglowa | 49.9643 | 18.6268 | 1974 | 2012 |  |  | Retired |  |  |  |  | CO2 emissions (EU only) 2005: 561546; CO2 emissions (EU only) 2006: 553051; CO2 emissions (EU only) 2007: 564642; CO2 emissions (EU only) 2008: 562386; CO2 emissions (EU only) 2009: 523725; CO2 emissions (EU only) 2010: 414067; CO2 emissions (EU only) 2011: 419940; CO2 emissions (EU only) 2012: 386280; CO2 emissions (EU only) 2013: 384321; CO2 emissions (EU only) 2014: 312872; CO2 emissions (EU only) 2015: 21409; CO2 emissions (EU only) 2016: 263954; CO2 emissions (EU only) 2017: 235212; SO2 emissions 2010: 1294; SO2 emissions 2011: 1381; SO2 emissions 2012: 1271; SO2 emissions 2013: 1280; SO2 emissions 2014: 1058; SO2 emissions 2015: 28; NOx emissions 2010: 673; NOx emissions 2011: 638; NOx emissions 2012: 606; NOx emissions 2013: 608; NOx emissions 2014: 493; NOx emissions 2015: 64; PM10 (dust) emissions 2010: 99; PM10 (dust) emissions 2011: 82; PM10 (dust) emissions 2012: 77; PM10 (dust) emissions 2013: 88; PM10 (dust) emissions 2014: 65; PM10 (dust) emissions 2015: 1
PL-251 | Zofiowka Moszczenica | Poland | EU+UK | hard coal | Spolka Energetyczna Jastrzebie | 49.9421 | 18.5698 | 1966 |  |  |  | Open | 1 |  | 41 |  | 234911 | 248006 | 245011 | 234090 | 197432 | 158486 | 136891 | 117002 | 114776 | 117204 | 137097 | 86107 | 77311 | 66504 | 42144 | 44057 | 640 | 556 | 476 | 409 | 406 | 327 | 225.42 | 235.421 |  |  | 275 | 241 | 201 | 181 | 125 | 167 | 164 | 135 | 114 |  | 30 | 26 | 26 | 24 | 23 | 20 | 14.36 | 7.518 | [12 empty] | 3 | 1 | 3 | 1017 | 56 | 5173 | 9895
PL-252 | Patnow II | Poland | EU+UK | lignite | ZEPAK | 52.3055 | 18.2317 | 2008 | 2029 | 2020-10-01 |  | Open | 1 |  | 474 |  |  |  |  | 1055925 | 2102924 | 2356035 | 2281760 | 2722755 | 2532137 | 2488611 | 2350415 | 2027837 | 2605436 | 2454232 | 2450404 | 2402875 | 1012 | 1190 | 1518 | 1698 | 1334 | 1149 | 1298.36 | 1147.393 |  |  | 1770 | 1755 | 2080 | 2101 | 1894 | 1654 | 1799.14 | 2032.96 |  |  | 108 | 108 | 121 | 116 | 98 | 74 | 34.82 | 63.898 | [12 empty] | 26 | 10 | 21 | 7068 | 394 | 38638 | 74286
PL-254 | Zabrze II | Poland | EU+UK | hard coal | Fortum | 50.3249 | 18.7857 | 2018 |  |  |  | Open | 1 |  | 220 |  | CO2 emissions (EU only) 2018: 54659; CO2 emissions (EU only) 2019: 323784; SO2 emissions 2018: 774; SO2 emissions 2019: 425; NOx emissions 2018: 572; NOx emissions 2019: 409
PL-255 | Ostroleka C | Poland | EU+UK | hard coal | Energa | 53.1036 | 21.6125 |  | 2020 | 2020-06-02 |  | Retired
PL-256 | Pulawy | Poland | EU+UK | hard coal | Grupa Azoty | 51.4164 | 21.9693 | 2022 |  |  |  | Construction |  | 1 |  | 109
PL-257 | Gubin Power Project | Poland | EU+UK | lignite | PGE | 51.949 | 14.7285 |  |  |  |  | Cancelled
PL-258 | Polnoc Power station | Poland | EU+UK | hard coal | Polenergia | 53.9629 | 18.7118 |  |  |  |  | Cancelled
PL-259 | Leczna Power Station (Enea) | Poland | EU+UK | hard coal | Enea | 51.3 | 22.8833 |  |  |  |  | Planned
PL-260 | Leczna Power Station (Bogdanka SA) | Poland | EU+UK | hard coal | Bogdanka SA | 51.3009 | 22.8821 |  |  |  |  | Cancelled
PT-3 | Pego | Portugal | EU+UK | hard coal | Endesa | 39.466 | -8.112 | 1992 | 2021 | 2019-10-26 |  | Open | 2 |  | 682 |  | 4185468 | 3956852 | 3266563 | 3217938 | 2835753 | 1619544 | 2136959 | 3188162 | 2767994 | 2700890 | 3615854 | 3260878 | 3746988 | 2792244 | 1018548 | 336200 | 616 | 1018 | 1627 | 1494 | 1482 | 1942 | 1605 | 2009.54 |  |  | 1169 | 1523 | 2372 | 1988 | 2043 | 2967 | 2642 | 3096.33 |  |  | 25 | 27 | 31 | 43 | 44 | 42 | 60.8 | 66.88 | [12 empty] | 18 | 14 | 15 | 5974 | 641 | 28031 | 52408
PT-4 | Sines | Portugal | EU+UK | hard coal | EDP | 37.9306 | -8.807 | 1985 | 2021 | 2019-10-26 |  | Retired |  |  |  |  | 8596172 | 8730335 | 7180123 | 6151342 | 7706253 | 4438198 | 6251550 | 7785589 | 7184113 | 7398654 | 8683899 | 7316936 | 8396291 | 7432821 | 3726640 | 1776408 | 2379 | 2991 | 3789 | 4045 | 3871 | 4856 | 3474.1 | 4343.156 |  |  | 7613 | 4706 | 3827 | 4624 | 4461 | 5444 | 4564.5 | 5303.054 |  |  | 99 | 285 | 179 | 44 | 35 | 16 | 19.3 | 38.92 |  |  | 19.5 | 25.9 | 39.3 | 34.3 | 33.7 | 45.1 | 40.9 | 46.1 |  |  | 34 | 27 | 29 | 11962 | 1233 | 54853 | 102450
RO-1 | Arad | Romania | EU+UK | lignite | City of Arad | 46.2219 | 21.3294 | 1981 | 2015 |  |  | Retired | [6 empty] | 632530 | 647881 | 437046 | 385384 | 393522 | 373845 | 324022 | 280702 | 148041 | 177156 | 170020 | 28282 | 76816 |  | 8386 | 8598 | 7771 | 3282 | 2107 | [5 empty] | 401 | 431 | 402 | 297 | 335 | 112 |  |  |  |  | 174 | 112 | 101 | 92 | 64 | [5 empty] | 58.52 | 79.19 | 113.3 | 98.1 | 97.76 | 113.47 | 93.05 | 106.11
RO-2 | Bacau | Romania | EU+UK | lignite | City of Bacau | 46.5305 | 26.9409 | 1998 | 2019 | 2019-12-31 |  | Retired |  |  |  |  | CO2 emissions (EU only) 2007: 217616; CO2 emissions (EU only) 2008: 202246; CO2 emissions (EU only) 2009: 222478; CO2 emissions (EU only) 2010: 218919; CO2 emissions (EU only) 2011: 235143; CO2 emissions (EU only) 2012: 206736; CO2 emissions (EU only) 2013: 146967; CO2 emissions (EU only) 2014: 73172; CO2 emissions (EU only) 2015: 83133; CO2 emissions (EU only) 2016: 84125; CO2 emissions (EU only) 2017: 78356; CO2 emissions (EU only) 2018: 76387; CO2 emissions (EU only) 2019: 79790; SO2 emissions 2010: 2629; SO2 emissions 2011: 2796; SO2 emissions 2012: 2803; SO2 emissions 2013: 2008; NOx emissions 2010: 450; NOx emissions 2011: 478; NOx emissions 2012: 548; NOx emissions 2013: 360; NOx emissions 2014: 30; NOx emissions 2015: 17; NOx emissions 2016: 136; NOx emissions 2017: 104; PM10 (dust) emissions 2010: 99; PM10 (dust) emissions 2011: 146; PM10 (dust) emissions 2012: 113; PM10 (dust) emissions 2013: 85; PM10 (dust) emissions 2016: 0.122
RO-4 | Brasov | Romania | EU+UK | lignite | CET Brasov | 45.6623 | 25.6467 | 1990 | 2015 |  |  | Retired |  |  |  |  | CO2 emissions (EU only) 2007: 458413; CO2 emissions (EU only) 2008: 406197; CO2 emissions (EU only) 2009: 388223; CO2 emissions (EU only) 2010: 326124; CO2 emissions (EU only) 2011: 104340; SO2 emissions 2010: 2347; SO2 emissions 2011: 1018; NOx emissions 2010: 1068; NOx emissions 2011: 459; PM10 (dust) emissions 2010: 58; PM10 (dust) emissions 2011: 25
RO-5 | Craiova II | Romania | EU+UK | lignite | CE Oltenia SA | 44.3474 | 23.8151 | 1987 |  |  |  | Open | 2 |  | 300 |  |  |  | 2022746 | 2257591 | 1797740 | 1495325 | 1962612 | 1619393 | 1120185 | 1164735 | 1241520 | 1303931 | 1290216 | 1265999 | 1268134 | 930953 | 17476 | 23200 | 18722 | 13520 | 14708 | 15262 | 960.3 | 1507.64 | 1000 | 934 | 3213 | 2601 | 2090 | 1603 | 1620 | 1577 | 1654.3 | 1569.03 | 1590 | 1640 | 287 | 375 | 328 | 284 | 258 | 264 | 136.24 | 104 | 85.5 | 89.2 | [10 empty] | 19 | 9 | 14 | 4289 | 411 | 28912 | 55049
RO-6 | Doicesti | Romania | EU+UK | lignite | European Communications SRO | 45.0018 | 25.3976 | 1979 | 2015 |  |  | Retired |  |  |  |  | CO2 emissions (EU only) 2007: 192023; CO2 emissions (EU only) 2008: 98240; CO2 emissions (EU only) 2009: 3065; CO2 emissions (EU only) 2010: 2659; CO2 emissions (EU only) 2011: 5487; SO2 emissions 2011: 81; NOx emissions 2011: 8; PM10 (dust) emissions 2011: 16
RO-8 | Drobeta | Romania | EU+UK | lignite | R.A. Activitati Nucleare (RAAN) | 44.6754 | 22.6883 | 1986 | 2019 | 2019-12-31 |  | Retired | [6 empty] | 3310489 | 3293554 | 1783173 | 1796517 | 2050777 | 1850569 | 1754505 | 1651905 | 978674 | 261038 | 52491 |  |  |  | 34469 | 30941 | 40517 | 35932 | 37290 | 21108 | 5476.889 | 1101.324 |  |  | 2229 | 1780 | 1961 | 1747 | 1587 | 1139 | 321.175 |  |  |  | 604 | 513 | 520 | 445 | 437 | 226 | 46.596 | 9.37 | [12 empty] | 48 | 23 | 37 | 13111 | 1111 | 74623 | 140999
RO-10 | Iasi II | Romania | EU+UK | hard coal | Veolia | 47.1493 | 27.6048 | 1986 |  |  |  | Open | 1 |  | 60 |  |  |  | 610542 | 530616 | 461412 | 430461 | 362611 | 331773 | 349374 | 357471 | 352154 | 349836 | 351433 | 18838 | 320371 | 283611 | 1255 | 1993 | 1487 | 2940 | 700 | 1524 | 2358 | 1471.8 |  |  | 751 | 824 | 686 | 1338 | 567 | 599 | 865.625 | 823.12 |  |  | 23 | 42 | 21 | 59 | 8 | 11 | 40.75 | 45.51 |  |  | 109 | 37.1 | 41.1 | 28.9 | 24 | 11.9 |  |  |  |  | 25 | 12 | 19 | 6460 | 570 | 38856 | 73607
RO-11 | Isalnita | Romania | EU+UK | lignite | CE Oltenia SA | 44.3857 | 23.7172 | 1987 |  |  |  | Open | 2 |  | 630 |  |  |  | 3756033 | 3264421 | 3121875 | 3409838 | 3448612 | 2520067 | 1652543 | 2378893 | 2608863 | 1760749 | 2357658 | 2528089 | 1818205 | 881255 | 21296 | 9406 | 7149 | 6832 | 2493 | 1588 | 924.776 | 1794.037 | 1490 | 1220 | 1273 | 542 | 405 | 595 | 1824 | 2463 | 2035.56 | 2467.257 | 4740 | 3380 | 529 | 581 | 457 | 227 | 121 | 178 | 139.698 | 106 | 89 | 72.2 | 22.8 | 20.5 | [8 empty] | 21 | 10 | 16 | 4616 | 451 | 31884 | 60762
RO-12 | Mintia | Romania | EU+UK | hard coal | CE Hunedoara SA | 45.9156 | 22.8278 | 1969 |  |  |  | Open | 5 |  | 1075 |  |  |  | 3908394 | 3536943 | 2428853 | 1700979 | 2369059 | 2099494 | 1902411 | 1581571 | 918725 | 928028 | 862965 | 789039 | 733306 |  | 17911 | 25778 | 22376 | 21122 | 17476 | 9968 | 11108 | 9936 | 8670 | 8060 | 7399 | 10176 | 8558 | 7953 | 6629 | 3904 | 3831 | 3654 | 3160 | 2940 | 3685 | 5430 | 4239 | 3870 | 3508 | 2073 | 2105 | 1743 | 677 | 873 | [10 empty] | 132 | 66 | 96 | 34774 | 2969 | 205073 | 388425
RO-13 | Oradea II | Romania | EU+UK | lignite | City of Oradea | 47.0842 | 21.8928 | 1967 | 2013 |  |  | Retired |  |  |  |  | CO2 emissions (EU only) 2007: 913000; CO2 emissions (EU only) 2008: 995313; CO2 emissions (EU only) 2009: 956342; CO2 emissions (EU only) 2010: 922313; CO2 emissions (EU only) 2011: 1034037; CO2 emissions (EU only) 2012: 939802; CO2 emissions (EU only) 2013: 959694; CO2 emissions (EU only) 2014: 762135; CO2 emissions (EU only) 2015: 987568; CO2 emissions (EU only) 2016: 426310; SO2 emissions 2010: 20290; SO2 emissions 2011: 22382; SO2 emissions 2012: 15378; SO2 emissions 2013: 18414; SO2 emissions 2014: 13220; SO2 emissions 2015: 18475; SO2 emissions 2016: 9878.03; NOx emissions 2010: 1290; NOx emissions 2011: 1447; NOx emissions 2012: 1069; NOx emissions 2013: 1311; NOx emissions 2014: 973; NOx emissions 2015: 1094; NOx emissions 2016: 565.87; PM10 (dust) emissions 2010: 2569; PM10 (dust) emissions 2011: 3118; PM10 (dust) emissions 2012: 2130; PM10 (dust) emissions 2013: 2331; PM10 (dust) emissions 2014: 1148; PM10 (dust) emissions 2015: 1368; PM10 (dust) emissions 2016: 706.06 | 91 | 45 | 69 | 25129 | 2103 | 142346 | 268996
RO-14 | Govora | Romania | EU+UK | lignite | Valcea County Council | 45.0408 | 24.2901 | 1986 |  |  |  | Open | 2 |  | 100 |  |  |  | 1585185 | 1370284 | 1080914 | 1137513 | 1130641 | 1109237 | 1081365 | 1178473 | 1126695 | 1386466 | 1513139 | 1244630 | 1028701 | 876946 | 21779 | 16220 | 14845 | 17236 | 16219 | 14584 | 12850.547 | 14581.494 | 11100 | 9320 | 2992 | 3192 | 3097 | 2858 | 3016 | 2874 | 2687.214 | 2762.742 | 2380 | 1940 | 2142 | 2154 | 1628 | 1360 | 1027 | 544 | 368.779 | 376.31 | 410 | 297 | [10 empty] | 125 | 62 | 97 | 33422 | 2884 | 195564 | 370032
RO-15 | Rovinari | Romania | EU+UK | lignite | CE Oltenia SA | 44.9134 | 23.1337 | 1976 |  |  |  | Open | 4 |  | 1320 |  |  |  | 6103822 | 5853872 | 5112073 | 4742492 | 5259194 | 5803856 | 4291363 | 4469942 | 5412542 | 5460945 | 5782942 | 5191433 | 4628600 | 3104257 | 54767 | 38954 | 26291 | 13550 | 10109 | 4088 | 3477.787 | 4299.539 | 4820 | 4810 | 11125 | 11065 | 11948 | 8922 | 9263 | 9073 | 4876.932 | 4091.28 | 5790 | 5260 | 1850 | 1539 | 1276 | 744 | 556 | 320 | 284.617 | 319.132 | 260 | 179 | [8 empty] | 52 | 35 | 60 | 29 | 46 | 13858 | 1318 | 92158 | 175350
RO-16 | Suceava | Romania | EU+UK | lignite | Suceava Local Council | 47.6519 | 26.2987 | 1987 | 2015 |  |  | Retired |  |  |  |  | CO2 emissions (EU only) 2007: 455961; CO2 emissions (EU only) 2008: 417748; CO2 emissions (EU only) 2009: 351798; CO2 emissions (EU only) 2010: 305786; CO2 emissions (EU only) 2011: 287477; CO2 emissions (EU only) 2012: 299022; CO2 emissions (EU only) 2013: 166049; SO2 emissions 2010: 675; SO2 emissions 2011: 1067; SO2 emissions 2012: 1252; SO2 emissions 2013: 645; NOx emissions 2010: 548; NOx emissions 2011: 582; NOx emissions 2012: 624; NOx emissions 2013: 359; PM10 (dust) emissions 2010: 71; PM10 (dust) emissions 2011: 45; PM10 (dust) emissions 2012: 59; PM10 (dust) emissions 2013: 22; Mercury emissions (Hg to air and water) 2010: 325; Mercury emissions (Hg to air and water) 2011: 378; Mercury emissions (Hg to air and water) 2012: 81.7; Mercury emissions (Hg to air and water) 2013: 56.4; Mercury emissions (Hg to air and water) 2014: 50.9; Mercury emissions (Hg to air and water) 2015: 52.2; Mercury emissions (Hg to air and water) 2016: 51.4; Mercury emissions (Hg to air and water) 2017: 55.2
RO-17 | Turceni | Romania | EU+UK | lignite | CE Oltenia SA | 44.6648 | 23.4096 | 1976 |  |  |  | Open | 4 |  | 1320 |  |  |  | 6837217 | 7449622 | 6074492 | 5816735 | 7277369 | 6409365 | 4169782 | 4476006 | 4454326 | 4159951 | 4429457 | 4069124 | 3296552 | 2238437 | 81234 | 76194 | 37520 | 7873 | 5913 | 6726 | 5723.08 | 4226.07 | 4020 | 3160 | 13994 | 17211 | 14725 | 9125 | 9799 | 9750 | 6502.7 | 6783.25 | 6180 | 4300 | 1320 | 1647 | 1037 | 303 | 217 | 210 | 200.36 | 237 | 229 | 202 | [8 empty] | 43 | 37 | 87 | 43 | 68 | 20557 | 1939 | 134724 | 256157
RO-18 | Paroseni | Romania | EU+UK | hard coal | CE Hunedoara SA | 45.3609 | 23.2636 | 1964 |  |  |  | Open | 1 |  | 150 |  |  |  | 979051 | 970935 | 1046521 | 909456 | 960128 | 969180 | 917448 | 884101 | 832470 | 420620 | 339424 | 298473 | 153808 |  | 11753 | 11713 | 13099 | 14156 | 13629 | 12060 | 6132.28 | 4984.79 | 3090 |  | 503 | 485 | 548 | 550 | 505 | 487 | 286.22 | 272.71 | 203 | 123 | 87 | 47 | 60 | 103 | 101 | 75 | 42.12 | 28.62 |  |  | 427 | 573 | 96.9 | 45.1 | 43.7 | 46 | 42.4 | 45.8 |  |  | 53 | 26 | 41 | 14578 | 1233 | 82773 | 156379
RO-19 | Zalau | Romania | EU+UK | lignite | Zalau City | 47.2103 | 23.0324 | 1982 | 2015 |  |  | Retired |  |  |  |  | CO2 emissions (EU only) 2007: 19657; CO2 emissions (EU only) 2008: 18976; CO2 emissions (EU only) 2009: 13732; CO2 emissions (EU only) 2010: 10593; CO2 emissions (EU only) 2011: 9084; CO2 emissions (EU only) 2012: 7949; CO2 emissions (EU only) 2013: 6674; CO2 emissions (EU only) 2014: 3084; CO2 emissions (EU only) 2015: 5; NOx emissions 2010: 14; NOx emissions 2011: 15; NOx emissions 2012: 13; NOx emissions 2013: 8; NOx emissions 2014: 5
RO-20 | Rovinari 7 | Romania | EU+UK | lignite | CE Oltenia SA | 44.9106 | 23.1348 |  |  |  |  | Cancelled
RS-1 | Kolubara A | Serbia | Western Balkans | lignite | Elektroprivreda Srbije (EPS) | 44.4803 | 20.2935 | 1956 |  |  |  | Open | 4 |  | 239 |  | SO2 emissions 2010: 12920; SO2 emissions 2011: 16750; SO2 emissions 2012: 26130; SO2 emissions 2013: 19820; SO2 emissions 2014: 15280; SO2 emissions 2015: 12433; SO2 emissions 2016: 5834; SO2 emissions 2017: 7028; NOx emissions 2010: 2524; NOx emissions 2011: 2909; NOx emissions 2012: 3650; NOx emissions 2013: 2140; NOx emissions 2014: 1596; NOx emissions 2015: 2821; NOx emissions 2016: 1298; NOx emissions 2017: 171; PM10 (dust) emissions 2010: 2449; PM10 (dust) emissions 2011: 1950; PM10 (dust) emissions 2012: 5326; PM10 (dust) emissions 2013: 2539; PM10 (dust) emissions 2014: 1580; PM10 (dust) emissions 2015: 4586; PM10 (dust) emissions 2016: 3255.6; PM10 (dust) emissions 2017: 3202 | 57 | 31 | 35 | 16761 | 1194 | 68412 | 129434
RS-2 | Kostolac A | Serbia | Western Balkans | lignite | Elektroprivreda Srbije (EPS) | 44.7237 | 21.1716 | 1967 |  |  |  | Open | 2 |  | 310 |  | SO2 emissions 2010: 53000; SO2 emissions 2011: 51700; SO2 emissions 2012: 54200; SO2 emissions 2013: 51700; SO2 emissions 2014: 39900; SO2 emissions 2015: 49000; SO2 emissions 2016: 74900; SO2 emissions 2017: 54200; NOx emissions 2010: 3190; NOx emissions 2011: 3220; NOx emissions 2012: 3290; NOx emissions 2013: 3190; NOx emissions 2014: 2330; NOx emissions 2015: 3720; NOx emissions 2016: 4880; NOx emissions 2017: 4410; PM10 (dust) emissions 2010: 1690; PM10 (dust) emissions 2011: 1510; PM10 (dust) emissions 2012: 1660; PM10 (dust) emissions 2013: 1340; PM10 (dust) emissions 2014: 499; PM10 (dust) emissions 2015: 1300; PM10 (dust) emissions 2016: 1030; PM10 (dust) emissions 2017: 717 | 381 | 196 | 299 | 114625 | 8295 | 460033 | 868613
RS-3 | Kostolac B | Serbia | Western Balkans | lignite | Elektroprivreda Srbije (EPS) | 44.7307 | 21.211 | 1987 |  |  |  | Open | 2 | 1 | 696 | 380 | SO2 emissions 2010: 58700; SO2 emissions 2011: 97800; SO2 emissions 2012: 43100; SO2 emissions 2013: 89100; SO2 emissions 2014: 34500; SO2 emissions 2015: 65400; SO2 emissions 2016: 128000; SO2 emissions 2017: 110000; NOx emissions 2010: 5570; NOx emissions 2011: 8670; NOx emissions 2012: 2950; NOx emissions 2013: 7670; NOx emissions 2014: 3390; NOx emissions 2015: 4610; NOx emissions 2016: 8820; NOx emissions 2017: 8630; PM10 (dust) emissions 2010: 2670; PM10 (dust) emissions 2011: 6950; PM10 (dust) emissions 2012: 4270; PM10 (dust) emissions 2013: 3720; PM10 (dust) emissions 2014: 355; PM10 (dust) emissions 2015: 950; PM10 (dust) emissions 2016: 2340; PM10 (dust) emissions 2017: 1250; Mercury emissions (Hg to air and water) 2011: 183; Mercury emissions (Hg to air and water) 2012: 700; Mercury emissions (Hg to air and water) 2013: 345; Mercury emissions (Hg to air and water) 2014: 352; Mercury emissions (Hg to air and water) 2016: 391; Mercury emissions (Hg to air and water) 2017: 197 | 657 | 339 | 514 | 197612 | 14301 | 793565 | 1498452
RS-4 | Morava | Serbia | Western Balkans | lignite | Elektroprivreda Srbije (EPS) | 44.2238 | 21.1631 | 1969 |  |  |  | Open | 1 |  | 120 |  | SO2 emissions 2010: 10600; SO2 emissions 2011: 9310; SO2 emissions 2012: 17100; SO2 emissions 2013: 11400; SO2 emissions 2014: 9180; SO2 emissions 2015: 2330; SO2 emissions 2016: 2540; SO2 emissions 2017: 12300; NOx emissions 2010: 908; NOx emissions 2011: 990; NOx emissions 2012: 1450; NOx emissions 2013: 1500; NOx emissions 2014: 1200; NOx emissions 2015: 639; NOx emissions 2016: 697; NOx emissions 2017: 1850; PM10 (dust) emissions 2010: 3100; PM10 (dust) emissions 2011: 3700; PM10 (dust) emissions 2012: 4560; PM10 (dust) emissions 2013: 1910; PM10 (dust) emissions 2014: 1620; PM10 (dust) emissions 2015: 1830; PM10 (dust) emissions 2016: 807; PM10 (dust) emissions 2017: 78; Mercury emissions (Hg to air and water) 2011: 388; Mercury emissions (Hg to air and water) 2012: 490; Mercury emissions (Hg to air and water) 2013: 720; Mercury emissions (Hg to air and water) 2014: 369; Mercury emissions (Hg to air and water) 2016: 784; Mercury emissions (Hg to air and water) 2017: 409 | 21 | 11 | 14 | 6081 | 440 | 24947 | 47197
RS-5 | Nikola Tesla A | Serbia | Western Balkans | lignite | Elektroprivreda Srbije (EPS) | 44.6713 | 20.1584 | 1970 |  |  |  | Open | 6 |  | 1745 |  | SO2 emissions 2010: 105000; SO2 emissions 2011: 126000; SO2 emissions 2012: 105000; SO2 emissions 2013: 50700; SO2 emissions 2014: 101000; SO2 emissions 2015: 101000; SO2 emissions 2016: 109000; SO2 emissions 2017: 81200; NOx emissions 2010: 15700; NOx emissions 2011: 21600; NOx emissions 2012: 20200; NOx emissions 2013: 20100; NOx emissions 2014: 18000; NOx emissions 2015: 18200; NOx emissions 2016: 16400; NOx emissions 2017: 12200; PM10 (dust) emissions 2010: 6300; PM10 (dust) emissions 2011: 7300; PM10 (dust) emissions 2012: 4120; PM10 (dust) emissions 2013: 4420; PM10 (dust) emissions 2014: 3640; PM10 (dust) emissions 2015: 1970; PM10 (dust) emissions 2016: 2680; PM10 (dust) emissions 2017: 3140; Mercury emissions (Hg to air and water) 2011: 83; Mercury emissions (Hg to air and water) 2012: 83; Mercury emissions (Hg to air and water) 2016: 12; Mercury emissions (Hg to air and water) 2017: 615 | 600 | 310 | 473 | 178138 | 13003 | 722996 | 1366077
RS-6 | Nikola Tesla B | Serbia | Western Balkans | lignite | Elektroprivreda Srbije (EPS) | 44.6713 | 20.1584 | 1983 |  |  |  | Open | 2 |  | 1290 |  | SO2 emissions 2010: 85200; SO2 emissions 2011: 66600; SO2 emissions 2012: 94000; SO2 emissions 2013: 93200; SO2 emissions 2014: 104000; SO2 emissions 2015: 69000; SO2 emissions 2016: 57100; SO2 emissions 2017: 83500; NOx emissions 2010: 15200; NOx emissions 2011: 14100; NOx emissions 2012: 12100; NOx emissions 2013: 14300; NOx emissions 2014: 15400; NOx emissions 2015: 16200; NOx emissions 2016: 11400; NOx emissions 2017: 13600; PM10 (dust) emissions 2010: 2150; PM10 (dust) emissions 2011: 1940; PM10 (dust) emissions 2012: 2120; PM10 (dust) emissions 2013: 1290; PM10 (dust) emissions 2014: 921; PM10 (dust) emissions 2015: 1320; PM10 (dust) emissions 2016: 1020; PM10 (dust) emissions 2017: 1520 | 322 | 166 | 257 | 95114 | 6983 | 388302 | 733917
RS-7 | Kolubara B Power Station | Serbia | Western Balkans | lignite | Elektroprivreda Srbije (EPS) | 44.4675 | 20.2844 |  |  |  |  | Planned
RS-8 | Kovin power station | Serbia | Western Balkans | lignite | Serbian Oil Company (NIS) | 44.75 | 20.9667 |  |  |  |  | Planned
RS-9 | Štavalj Power Station | Serbia | Western Balkans | lignite | Elektroprivreda Srbije (EPS) | 43.273 | 19.9994 |  |  |  |  | Planned
SE-11 | Vaertaverket | Sweden | EU+UK | hard coal | Fortum | 59.3526 | 18.1009 | 1990 | 2020 | 2017-02-21 |  | Retired |  |  |  |  | 700634 | 662775 | 630430 | 610389 | 740342 | 883333 | 648462 | 542738 | 632831 | 517705 | 608308 | 424889 | 456204 | 499698 | 311485 | 4521 | 289 | 101 | 86 | 116 | 78 | 58 | 74.1 | 51.57 |  |  | 471 | 297 | 269 | 330 | 219 | 185 | 284.13 | 285.31 |  |  | 11 | 5 | 4 | 2 | 2 | 5 | 4.7 | 1.79 | [12 empty] | 1 |  | 1 | 236 | 16 | 1878 | 3648
SI-3 | Te-Tol | Slovenia | EU+UK | hard coal | Termoelektrarna Toplarna | 46.058 | 14.5451 | 1966 |  |  |  | Open | 3 |  | 124 |  | 858187 | 809286 | 809426 | 826144 | 701085 | 756316 | 721924 | 670947 | 649890 | 584808 | 565901 | 576966 | 611420 | 627047 | 487679 | 475742 | 483 | 456 | 419 | 449 | 373 | 366 | 365.967 | 433.095 | 440.307 |  | 1317 | 1134 | 1030 | 871 | 737 | 731 | 697.197 | 776.085 | 802.78 |  | 55 | 53 | 27 | 22 | 18 | 18 | 20.639 | 18.245 | [12 empty] | 13 | 8 | 9 | 4079 | 330 | 20496 | 38746
SI-4 | Sostanj | Slovenia | EU+UK | lignite | HSE | 46.3723 | 15.0534 | 1956 |  |  |  | Open | 2 |  | 945 |  | 4622633 | 4662428 | 4906889 | 4798149 | 4573225 | 4775277 | 4676085 | 4547821 | 4362082 | 3530977 | 3791039 | 4148697 | 4073442 | 3927162 | 3817347 | 3760438 | 4039 | 4271 | 3999 | 3547 | 2755 | 1299 | 911.13 | 1320 | 1702.834 |  | 7816 | 7597 | 7010 | 6312 | 5126 | 3210 | 2699.268 | 3260 | 3159.602 |  | 148 | 213 | 228 | 182 | 142 | 88 | 61.573 | 64.2 | 64.25 | [11 empty] | 44 | 27 | 32 | 13352 | 1110 | 68661 | 129952
SI-5 | Trbovlje | Slovenia | EU+UK | lignite | HSE | 46.1258 | 15.0611 | 1966 | 2018 | 2018-01-01 |  | Retired |  |  |  |  | CO2 emissions (EU only) 2005: 670750; CO2 emissions (EU only) 2006: 747600; CO2 emissions (EU only) 2007: 727309; CO2 emissions (EU only) 2008: 682625; CO2 emissions (EU only) 2009: 729965; CO2 emissions (EU only) 2010: 591297; CO2 emissions (EU only) 2011: 747089; CO2 emissions (EU only) 2012: 636131; CO2 emissions (EU only) 2013: 553014; CO2 emissions (EU only) 2014: 143390; CO2 emissions (EU only) 2015: 232; CO2 emissions (EU only) 2016: 276; CO2 emissions (EU only) 2017: 1935; CO2 emissions (EU only) 2018: 69; CO2 emissions (EU only) 2019: 222; SO2 emissions 2010: 1262; SO2 emissions 2011: 1671; SO2 emissions 2012: 1743; SO2 emissions 2013: 1156; SO2 emissions 2014: 312; NOx emissions 2010: 1000; NOx emissions 2011: 1254; NOx emissions 2012: 1221; NOx emissions 2013: 1035; NOx emissions 2014: 284; PM10 (dust) emissions 2010: 54; PM10 (dust) emissions 2011: 98; PM10 (dust) emissions 2012: 126; PM10 (dust) emissions 2013: 54; PM10 (dust) emissions 2014: 11; Mercury emissions (Hg to air and water) 2011: 73.7; Mercury emissions (Hg to air and water) 2012: 37.3; Mercury emissions (Hg to air and water) 2013: 10.2
SK-4 | Teko | Slovakia | EU+UK | hard coal | Teko | 48.6997 | 21.2731 | 1967 |  |  | 2030 | Open | 1 |  | 66 |  | 521217 | 537022 | 544697 | 518650 | 497653 | 533007 | 523551 | 490424 | 505477 | 446297 | 429166 | 370382 | 406623 | 412351 | 382694 | 334593 | 1144 | 1381 | 1160 | 1154 | 1035 | 869 | 213.8607 | 229.15 |  |  | 1594 | 1562 | 1257 | 1414 | 1241 | 461 | 241.468 | 275 |  |  | 92 | 90 | 95 | 76 | 85 | 37 | 2.194 | 2.009 | [12 empty] | 4 | 2 | 3 | 1071 | 59 | 5714 | 10970
SK-13 | Vojany EVO I | Slovakia | EU+UK | hard coal | EPH | 48.5525 | 21.9726 | 1965 |  |  | 2030 | Open | 2 |  | 220 |  | 2646143 | 2615611 | 2005236 | 1583830 | 898417 | 645958 | 573432 | 600273 | 375818 | 375483 | 390409 | 448783 | 617778 | 710588 | 319985 | 79868 | 497 | 635 | 631 | 368 | 456 | 511 | 259.179 | 385.892 |  |  | 989 | 627 | 616 | 121 | 98 | 62 | 92.547 | 132 |  |  | 18 | 15 | 16 | 22 | 15 | 15 | 14.786 | 20.669 | [12 empty] | 3 | 1 | 3 | 1017 | 56 | 4866 | 9270
SK-14 | Novaky | Slovakia | EU+UK | lignite | EPH | 48.6937 | 18.5321 | 1957 |  |  | 2030 | Open | 4 |  | 266 |  | 2155316 | 2056171 | 2097420 | 2495193 | 2445307 | 2361963 | 2398722 | 2289752 | 2299035 | 2077299 | 2143125 | 1854213 | 1789587 | 1578201 | 1503209 | 1214889 | 36448 | 39549 | 33349 | 31003 | 24696 | 46755 | 6134.1249 | 6860 |  |  | 3535 | 4226 | 3524 | 3270 | 3272 | 3820 | 1792.2624 | 1690 |  |  | 333 | 413 | 296 | 263 | 277 | 510 | 153.9313 | 30.12 | [12 empty] | 71 | 33 | 56 | 22996 | 1258 | 108331 | 206179
SK-17 | Zvolenska | Slovakia | EU+UK | lignite | Zvolenska Teplarenska | 48.5667 | 19.17 | 1986 | 8888 | 2020-06-30 |  | Open | 2 |  | 44 |  | 218378 | 205329 | 166829 | 161775 | 166286 | 184124 | 137547 | 125479 | 111196 | 95078 | 96610 | 98811 | 97324 | 100081 | 99745 | 37238 | 1077 | 999 | 981 | 1122 | 633 | 487 | 662.502 | 272.369 |  |  | 431 | 401 | 510 | 533 | 458 | 408 | 414.465 | 196.558 |  |  | 40 | 31 | 44 | 46 | 27 | 28 | 43.792 | 20.572 | [12 empty] | 10 | 4 | 8 | 2890 | 160 | 14480 | 27672
SK-18 | Martinska | Slovakia | EU+UK | lignite | Martinska | 49.0592 | 18.907 | 1962 | 2020 | 2018-06-22 |  | Retired |  |  |  |  | 188152 | 195618 | 172422 | 191353 | 181311 | 142111 | 139294 | 134809 | 124322 | 99146 | 118385 | 119240 | 120572 | 119952 | 105260 | 89631 | 724 | 657 | 795 | 475 | 346 | 365 | 445.398 | 404.238 |  |  | 277 | 275 | 292 | 240 | 218 | 222 | 261.489 | 257.998 |  |  | 12 | 11 | 9 | 9 | 6 | 8 | 10.6374 | 7.741 | [12 empty] | 6 | 3 | 5 | 1872 | 103 | 9310 | 17789
TR-1 | Silopi | Turkey | Turkey | lignite | Ciner Group | 37.2465 | 42.4643 | 2009 |  |  |  | Open | 3 |  | 414
TR-2 | Atlas | Turkey | Turkey | hard coal | Diler Holding | 36.5858 | 36.1797 | 2014 |  |  |  | Open | 2 |  | 1304
TR-3 | Colakoglu | Turkey | Turkey | hard coal | Çolakoğlu | 40.7873 | 29.5292 | 2003 |  |  |  | Open | 1 |  | 207
TR-4 | ICDAS Bekirli | Turkey | Turkey | hard coal | Içdaş | 40.3916 | 27.0412 | 2011 |  |  |  | Open | 2 |  | 1216
TR-5 | Isken Sugozu | Turkey | Turkey | hard coal | Steag | 36.8345 | 35.8684 | 2003 |  |  |  | Open | 2 |  | 1320
TR-6 | Izdemir Enerji | Turkey | Turkey | hard coal | İzmir Demir Çelik Sanayi A.Ş | 38.7272 | 26.9061 | 2014 |  |  |  | Open | 1 |  | 380
TR-7 | Zonguldak Eren I | Turkey | Turkey | hard coal | Eren Holding | 41.497 | 31.8436 | 2010 |  |  |  | Open | 1 |  | 174
TR-8 | ICDAS Celik | Turkey | Turkey | hard coal | Içdaş | 40.4404 | 27.1049 | 2005 |  |  |  | Open | 3 |  | 411
TR-9 | Afsin Elbistan A | Turkey | Turkey | lignite | EÜAŞ | 38.3532 | 36.9828 | 1984 |  |  |  | Open | 4 |  | 1474
TR-10 | Afsin Elbistan B | Turkey | Turkey | lignite | EÜAŞ | 38.3532 | 36.9828 | 2006 |  |  |  | Open | 4 |  | 1564
TR-11 | Bolu-Goynuk | Turkey | Turkey | lignite | Aksa (Kazanci Holding) | 40.2529 | 30.7684 | 2015 |  |  |  | Open | 2 |  | 276
TR-12 | Can I Onsekizmart | Turkey | Turkey | lignite | EÜAŞ | 40.0241 | 26.9584 | 2003 |  |  |  | Open | 2 |  | 348
TR-13 | Catalagzi | Turkey | Turkey | hard coal | Bereket | 41.497 | 31.8436 | 1989 |  |  |  | Open | 2 |  | 326
TR-14 | Cayirhan | Turkey | Turkey | lignite | Ciner Group | 40.0969 | 31.6947 | 1987 |  |  |  | Open | 4 |  | 672
TR-15 | Kangal | Turkey | Turkey | lignite | Konya Şeker | 39.0747 | 37.2975 | 1989 |  |  |  | Open | 3 |  | 497
TR-16 | Kemerkoy | Turkey | Turkey | lignite | Içdaş | 37.0286 | 27.9114 | 1994 |  |  |  | Open | 3 |  | 684
TR-17 | Orhaneli | Turkey | Turkey | lignite | Çelikler | 39.9533 | 28.8522 | 1992 |  |  |  | Open | 1 |  | 397
TR-18 | Seyitomer | Turkey | Turkey | lignite | Çelikler | 39.5778 | 29.8944 | 1973 |  |  |  | Open | 4 |  | 652
TR-19 | Soma B | Turkey | Turkey | lignite | Konya Şeker | 39.1949 | 27.636 | 1981 |  |  |  | Open | 6 |  | 1074
TR-20 | Tufanbeyli | Turkey | Turkey | lignite | Sabancı Holding | 38.2692 | 36.0651 | 2016 |  |  |  | Open | 3 |  | 489
TR-21 | Tuncbilek | Turkey | Turkey | lignite | Çelikler | 39.629 | 29.4573 | 1966 |  |  |  | Open | 3 |  | 397
TR-22 | Yatagan | Turkey | Turkey | lignite | Bereket | 37.3313 | 28.1001 | 1983 |  |  |  | Open | 3 |  | 684
TR-23 | Yenikoy | Turkey | Turkey | lignite | Içdaş | 37.1376 | 27.885 | 1986 |  |  |  | Open | 2 |  | 456
TR-24 | Yunus Emre | Turkey | Turkey | lignite | Naksan | 39.9836 | 31.3206 | 2018 |  |  |  | Open | 2 |  | 316
TR-25 | Çan-2 power station | Turkey | Turkey | lignite | Odaş Enerji | 40.0241 | 26.9584 | 2018 |  |  |  | Open | 1 |  | 330
TR-26 | Cenal | Turkey | Turkey | hard coal | Cengiz Holding A.Ş. | 40.4182 | 27.3167 | 2017 |  |  |  | Open | 2 |  | 1320
TR-27 | Zonguldak Eren II | Turkey | Turkey | hard coal | Eren Holding | 41.497 | 31.8436 | 2010 |  |  |  | Open | 2 |  | 1336
TR-28 | Zonguldak Eren III | Turkey | Turkey | hard coal | Eren Holding | 41.497 | 31.8436 | 2016 |  |  |  | Open | 2 |  | 1461
TR-29 | Soma Kolin | Turkey | Turkey | lignite | Kolin Group | 39.2307 | 27.7184 | 2019 |  |  |  | Open | 2 |  | 510
TR-30 | EMBA Hunutlu power station | Turkey | Turkey | hard coal | State Power Investment Corporation | 36.8161 | 35.8548 | 2022 |  |  |  | Construction |  | 2 |  | 1320
TR-31 | Ada Yesildag Enerji power station | Turkey | Turkey | unknown | Yesildag Enerji Proje Insaat A.Ş. | 36.3761 | 33.9322 |  |  |  |  | Cancelled
TR-32 | Ada Yumurtalık power station | Turkey | Turkey | hard coal | Engie | 36.843 | 35.86 |  |  |  |  | Cancelled
TR-33 | Adana Akdeniz power station | Turkey | Turkey | hard coal | Diler Holding | 36.8178 | 35.8622 |  |  |  |  | Cancelled
TR-34 | Ağan power station | Turkey | Turkey | hard coal | Doğanlar Holding | 40.4498 | 27.3044 |  |  |  |  | Cancelled
TR-35 | Alpu power station | Turkey | Turkey | lignite | EÜAŞ | 39.897 | 30.862 |  |  |  |  | Planned
TR-36 | Amasra Bartın power station | Turkey | Turkey | hard coal | Hattat Holding | 41.727 | 32.3497 |  |  |  |  | Cancelled
TR-37 | Astoria Ceyhan power station | Turkey | Turkey | unknown | Astoria İç ve Dış Ticaret A.Ş. | 36.9066 | 35.9624 |  |  |  |  | Cancelled
TR-38 | Atakaş power station | Turkey | Turkey | unknown | Atakaş Group | 36.6971 | 36.2042 |  |  |  |  | Cancelled
TR-39 | Ayas power station | Turkey | Turkey | hard coal | OYAK | 36.8221 | 35.8675 |  |  |  |  | Cancelled
TR-40 | Bandırma Elektrik power station | Turkey | Turkey | unknown | Bahçepınar Enerji Üretim ve İnşaat A.Ş. | 40.3059 | 27.7272 |  |  |  |  | Cancelled
TR-41 | Bandırma III power station | Turkey | Turkey | unknown | Sabancı Holding | 39.385 | 27.533 |  |  |  |  | Cancelled
TR-42 | Biga power station | Turkey | Turkey | hard coal | Biga Elektrik | 40.4723 | 27.2862 |  |  |  |  | Cancelled
TR-43 | Bingöl power station | Turkey | Turkey | lignite | Kazancı Holding | 39.3158 | 40.8892 |  |  |  |  | Cancelled
TR-44 | Bursa power station | Turkey | Turkey | lignite | Çelikler Holding | 39.9033 | 29.1775 |  |  |  |  | Cancelled
TR-55 | Çalışkan Ceyhan power station | Turkey | Turkey | unknown | Çalışkan Enerji | 36.9382 | 35.9945 |  |  |  |  | Cancelled
TR-56 | Çankırı Orta Bereket power station | Turkey | Turkey | lignite | Çalık Holding | 40.6239 | 33.1128 |  |  |  |  | Planned
TR-57 | Çankırı Orta power station | Turkey | Turkey | lignite | Çalık Holding | 40.6239 | 33.1128 |  |  |  |  | Cancelled
TR-58 | Çebi Enerji power station | Turkey | Turkey | hard coal | Çebi Enerji | 41.0134 | 27.9616 |  |  |  |  | Cancelled
TR-59 | Çelikler Yumurtalık power station | Turkey | Turkey | hard coal | Çelikler Holding | 36.8679 | 35.9095 |  |  |  |  | Cancelled
TR-60 | Deniz power station | Turkey | Turkey | unknown | Limak Holding | 38.746 | 26.912 |  |  |  |  | Cancelled
TR-61 | Diler Elbistan power station | Turkey | Turkey | unknown | Diler Holding | 38.16 | 37.33 |  |  |  |  | Planned
TR-62 | Dinar Uluköy power station | Turkey | Turkey | lignite | [to be determined] | 38.064 | 30.167 |  |  |  |  | Planned
TR-63 | DOSAB cogeneration plant | Turkey | Turkey | lignite | DOSAB | 40.2432 | 28.9644 |  |  |  |  | Cancelled
TR-64 | Evrese power station | Turkey | Turkey | lignite | Akkan Enerji A.Ş. | 40.4167 | 26.6667 |  |  |  |  | Cancelled
TR-65 | Güneybatı Anadolu power station | Turkey | Turkey | unknown | Bereket Enerji Üretim A.Ş. | 37.31 | 27.78 |  |  |  |  | Cancelled
TR-66 | Güreci power station | Turkey | Turkey | hard coal | Diler Holding | 40.3439 | 26.6836 |  |  |  |  | Cancelled
TR-67 | Gürmin Enerji Amasya power station | Turkey | Turkey | lignite | Soma Holding | 40.889 | 35.597 |  |  |  |  | Cancelled
TR-68 | Habaş power station | Turkey | Turkey | unknown | Habaş Group | 38.7727 | 26.946 |  |  |  |  | Cancelled
TR-69 | Hakan Enerji power station | Turkey | Turkey | hard coal | Hakan Madencilik ve Elektrik Üretim | 36.8434 | 35.8869 |  |  |  |  | Cancelled
TR-70 | Hakan Kömür power station | Turkey | Turkey | hard coal | Tunas Enerji Elektrik Uretim A.Ş. | 37.0333 | 35.8167 |  |  |  |  | Cancelled
TR-71 | HEMA Amasra power station | Turkey | Turkey | hard coal | Hattat Holding | 41.723 | 32.349 |  |  |  |  | Planned
TR-72 | Ilgın power station | Turkey | Turkey | lignite | Ciner Holding | 38.26 | 31.91 |  |  |  |  | Planned
TR-73 | Irmak power station | Turkey | Turkey | hard coal | Bıçakcılar Çandarlı Elektrik Üretim A.Ş. | 39.79 | 26.3325 |  |  |  |  | Cancelled
TR-74 | Kangal Etyemez power station | Turkey | Turkey | lignite | Soyak Holding | 39.0774 | 37.2956 |  |  |  |  | Planned
TR-75 | Karaburun power station | Turkey | Turkey | hard coal | Yıldırım Group | 40.446 | 27.287 |  |  |  |  | Planned
TR-76 | Kilikya power station | Turkey | Turkey | hard coal | Besa Group | 36.8279 | 35.8715 |  |  |  |  | Cancelled
TR-77 | Kirazlidere Thermal Power Plant | Turkey | Turkey | hard coal | Yıldırım Group | 40.3823 | 26.9946 |  |  |  |  | Planned
TR-78 | Kireçlik power station | Turkey | Turkey | hard coal | Hattat Holding | 41.3689 | 31.5878 |  |  |  |  | Cancelled
TR-79 | Kınık power station | Turkey | Turkey | lignite | Polyak Eynez Enerji Üretim Madencilik Sanayi ve Ticaret | 39.084 | 27.45 |  |  |  |  | Planned
TR-80 | Kıvanç power station | Turkey | Turkey | unknown | Karataş Termik Üretim Santral Elektrik Madencilik Sanayi ve Ticaret A.Ş. | 36.34 | 33.4 |  |  |  |  | Cancelled
TR-81 | Konya Karapınar power station | Turkey | Turkey | lignite | EÜAŞ | 37.714 | 33.551 |  |  |  |  | Planned
TR-82 | Kütahya Domaniç power station | Turkey | Turkey | lignite | Çelikler Holding | 39.8 | 29.61 |  |  |  |  | Cancelled
TR-83 | Meda power station | Turkey | Turkey | hard coal | Azrataş Elektrik Üretim | 40.9727 | 27.8768 |  |  |  |  | Cancelled
TR-84 | METES power station | Turkey | Turkey | unknown | Eren Holding | 36.24 | 33.75 |  |  |  |  | Cancelled
TR-85 | Muğla power station | Turkey | Turkey | unknown | [to be determined] | 37.15 | 27.805 |  |  |  |  | Cancelled
TR-86 | Petkim power station | Turkey | Turkey | hard coal | State Oil Company of Azerbaijan (SOCAR) | 38.795 | 26.9703 |  |  |  |  | Cancelled
TR-87 | Polat power station | Turkey | Turkey | lignite | Polat Yol Yapı | 39.616 | 29.4429 |  |  |  |  | Cancelled
TR-88 | Sanko Gölbaşı power station | Turkey | Turkey | unknown | Sanko Holding | 37.8197 | 37.7185 |  |  |  |  | Cancelled
TR-89 | Sanko Yumurtalık power station | Turkey | Turkey | unknown | Sanko Holding | 36.876 | 35.894 |  |  |  |  | Cancelled
TR-90 | Sedef II TES power station | Turkey | Turkey | unknown | İpekyolu Enerji | 36.843 | 35.86 |  |  |  |  | Cancelled
TR-91 | Selena power station | Turkey | Turkey | unknown | Bendis Enerji Üretim Madencilik Danışmanlık San ve Tic Ltd. Şti. | 36.9215 | 36.0475 |  |  |  |  | Cancelled
TR-92 | Şevketiye Lapseki power station | Turkey | Turkey | unknown | Kaptan Şirketler Group | 40.395 | 26.792 |  |  |  |  | Cancelled
TR-93 | Teyo Tufanbeyli power station | Turkey | Turkey | lignite | Teyo Yatırım ve Dış Ticaret A.Ş. | 38.2299 | 36.2481 |  |  |  |  | Cancelled
TR-94 | Tosyalı İskenderun power station | Turkey | Turkey | unknown | Tosyalı Holding | 36.6971 | 36.2042 |  |  |  |  | Cancelled
TR-95 | Tunçbilek Kütahya power station expansion | Turkey | Turkey | lignite | Çelikler Holding | 0 | 0 |  |  |  |  | Cancelled
TR-96 | Uluköy power station | Turkey | Turkey | lignite | Kolin Group | 38.2 | 30.2706 |  |  |  |  | Cancelled
TR-97 | Yeşilovacık power station | Turkey | Turkey | unknown | Çolakoğlu Group | 36.2006 | 33.6637 |  |  |  |  | Cancelled
TR-98 | Yıldırım Elazığ power station | Turkey | Turkey | unknown | Yıldırım Group | 38.662 | 39.772 |  |  |  |  | Cancelled
TR-99 | Yumurtalık IC İçtaş power station | Turkey | Turkey | unknown | IC İbrahim Çeçen Investment Holding | 36.77 | 35.79 |  |  |  |  | Planned
TR-100 | Zafer power station | Turkey | Turkey | hard coal | Alpler Enerji Liman Hizmetleri Madencilik Denizcilik A.Ş | 41.6044 | 32.5111 |  |  |  |  | Cancelled
TR-102 | Çırpılar power station | Turkey | Turkey | lignite | Taşyapı Grup | 39.8168 | 27.3398 |  |  |  |  | Planned
TR-103 | Ece power station | Turkey | Turkey | hard coal | Çukurova Demtaş Enerji Üretim | 36.7807 | 35.7358 |  |  |  |  | Cancelled
TR-104 | Ergene power station | Turkey | Turkey | hard coal | Eren Holding | 41.2408 | 27.6967 |  |  |  |  | Cancelled
TR-105 | Güney Akdeniz power station | Turkey | Turkey | hard coal | Papatya Elektrik Üretim | 36.4167 | 35.8833 |  |  |  |  | Cancelled
TR-106 | Hande power station | Turkey | Turkey | hard coal | Çukurova Demtaş Enerji Üretim | 36.7807 | 35.7358 |  |  |  |  | Cancelled
TR-107 | Kahramanmaraş Anadolu power station | Turkey | Turkey | lignite | Ege Trade | 38.3508 | 37.0071 |  |  |  |  | Cancelled
TR-108 | Namal power station | Turkey | Turkey | unknown | Namal Elektrik Üretim | 40.3439 | 26.6836 |  |  |  |  | Cancelled
TR-109 | Naren Karabiga power station | Turkey | Turkey | hard coal | Naren Enerji Elektrik Üretim A.Ş. | 40.4581 | 27.255 |  |  |  |  | Cancelled
TR-111 | Antes power station | Turkey | Turkey | lignite | Çalık Holding | 37.3667 | 28.0333 |  |  |  |  | Cancelled
TR-112 | Çayırhan-B power station | Turkey | Turkey | lignite | Kolin Group | 40.097 | 31.695 |  |  |  |  | Cancelled
TR-113 | Misis Adana power station | Turkey | Turkey | unknown | Çınar Enerji | 36.843 | 35.86 |  |  |  |  | Cancelled
TR-114 | Çerkezköy power station | Turkey | Turkey | lignite | EÜAŞ | 41.2833 | 28 |  |  |  |  | Cancelled
TR-115 | DETES 1 power station | Turkey | Turkey | lignite | Demir Madencilik | 41.498 | 31.868 |  |  |  |  | Planned
TR-116 | Zorlu Akçakoca power station | Turkey | Turkey | unknown | Zorlu Group | 41.087 | 31.12 |  |  |  |  | Cancelled
TR-117 | Afşin-Elbistan power station | Turkey | Turkey | lignite | EÜAŞ | 38.3508 | 37.0071 |  |  |  |  | Planned
TR-118 | Çatalağzı power station | Turkey | Turkey | hard coal | Bereket Enerji | 41.5174 | 31.9002 |  |  |  |  | Planned
TR-119 | Helvacı power station | Turkey | Turkey | lignite | IC İÇTAŞ Enerji | 40.08 | 27.168 |  |  |  |  | Cancelled
TR-120 | Yenidere power station | Turkey | Turkey | lignite | Yenidere Termik Enerji | 37.5086 | 28.6737 |  |  |  |  | Planned
TR-121 | Vize power station | Turkey | Turkey | unknown | Turkish Coal Enterprise (TKI) | 41.573 | 27.8117 |  |  |  |  | Planned
TR-122 | Eren-1 TES | Turkey | Turkey | lignite | DEBA madencilik | 41.632 | 27.03 |  |  |  |  | Cancelled
TR-123 | Kipas MMP power station | Turkey | Turkey | hard coal | Kipas Holding | 37.7672 | 27.4457 | 2020 |  |  |  | Open | 1 |  | 55
UK-2 | Lynemouth | United Kingdom | EU+UK | hard coal | EPH | 55.2007 | -1.539 | 1972 | 2015 |  |  | Retired |  |  |  |  | CO2 emissions (EU only) 2005: 2685512; CO2 emissions (EU only) 2006: 2693932; CO2 emissions (EU only) 2007: 2695748; CO2 emissions (EU only) 2008: 2802040; CO2 emissions (EU only) 2009: 2543017; CO2 emissions (EU only) 2010: 2551364; CO2 emissions (EU only) 2011: 2612450; CO2 emissions (EU only) 2012: 2050363; CO2 emissions (EU only) 2013: 2284177; CO2 emissions (EU only) 2014: 2717964; CO2 emissions (EU only) 2015: 1287305; CO2 emissions (EU only) 2016: 1059; CO2 emissions (EU only) 2017: 2421; CO2 emissions (EU only) 2018: 44027; CO2 emissions (EU only) 2019: 13528
UK-6 | Aberthaw | United Kingdom | EU+UK | hard coal | RWE | 51.3875 | -3.4067 | 1971 | 2020 | 2019-08-01 |  | Retired |  |  |  |  | 5264973 | 7340340 | 4186423 | 7027839 | 5002555 | 4739140 | 4829978 | 8229115 | 8504964 | 6038198 | 6703696 | 5939877 | 2296592 | 495388 | 660075 | 235 | 3402 | 2703 | 3845 | 5751 | 5654 | 6215 | 3416.1 | 1280 |  |  | 18370 | 18541 | 31967 | 31540 | 22451 | 25278 | 17152.1 | 6104.05 |  |  | 272 | 258 | 489 | 480 | 285 | 345 | 246.1 | 101.04 | [12 empty] | 202 | 82 | 145 | 40071 | 4072 | 300040 | 580774
UK-15 | Cottam | United Kingdom | EU+UK | hard coal | EDF | 53.3033 | -0.7818 | 1969 | 2019 | 2019-02-07 |  | Retired |  |  |  |  | 8068565 | 10029024 | 10240663 | 10157213 | 8426332 | 8715015 | 8863488 | 9889284 | 10171477 | 8846877 | 6756444 | 1565134 | 2907114 | 2900716 | 1378192 |  | 7277 | 6264 | 6680 | 695 | 695 | 4632 | 733.37 | 2132.65 |  |  | 18689 | 19063 | 20555 | 1806 | 1806 | 12735 | 2315.45 | 4938.65 |  |  | 382 | 367 | 1105 | 80 | 80 | 719 | 92.57 | 159 |  |  | 90.1 | 85.7 | 92 | 96.4 | 68.1 | 87.5 | 81.6 | 25.2 |  |  | 30 | 13 | 21 | 6453 | 643 | 45337 | 87456
UK-16 | Fiddler’s Ferry | United Kingdom | EU+UK | hard coal | SSE | 53.3671 | -2.6838 | 1971 | 2020 | 2019-06-14 |  | Retired |  |  |  |  | 8492925 | 8404878 | 5635923 | 2594740 | 5234642 | 6425094 | 8201431 | 9143668 | 8454606 | 6856847 | 5556750 | 1964028 | 1947931 | 1339355 | 1192609 | 1078161 | 9139 | 10406 | 11745 | 12116 |  | 6239 | 1911.99 | 2970 |  |  | 10939 | 14147 | 16124 | 13218 |  | 8202 | 2904.75 | 2787.32 |  |  | 404 | 554 | 539 | 480 |  | 350 | 115.34 | 192 | [5 empty] | 121 | 99.8 | 90.3 | 14.7 | 40.2 |  |  | 47 | 22 | 33 | 11320 | 1107 | 71439 | 136929
UK-22 | Didcot | United Kingdom | EU+UK | hard coal | RWE | 51.6223 | -1.2608 | 1970 | 2013 |  |  | Retired |  |  |  |  | CO2 emissions (EU only) 2005: 6342700; CO2 emissions (EU only) 2006: 7184281; CO2 emissions (EU only) 2007: 5231425; CO2 emissions (EU only) 2008: 5182660; CO2 emissions (EU only) 2009: 2435748; CO2 emissions (EU only) 2010: 1795512; CO2 emissions (EU only) 2011: 2181952; CO2 emissions (EU only) 2012: 6838317; CO2 emissions (EU only) 2013: 1737804; SO2 emissions 2010: 8028; SO2 emissions 2011: 11263; SO2 emissions 2012: 35590; SO2 emissions 2013: 8543; NOx emissions 2010: 3782; NOx emissions 2011: 4340; NOx emissions 2012: 12100; NOx emissions 2013: 3034; PM10 (dust) emissions 2010: 475; PM10 (dust) emissions 2011: 595; PM10 (dust) emissions 2012: 1517; PM10 (dust) emissions 2013: 303; Mercury emissions (Hg to air and water) 2010: 115; Mercury emissions (Hg to air and water) 2011: 75; Mercury emissions (Hg to air and water) 2012: 92.2; Mercury emissions (Hg to air and water) 2013: 72.9; Mercury emissions (Hg to air and water) 2014: 57.4; Mercury emissions (Hg to air and water) 2015: 45.8; Mercury emissions (Hg to air and water) 2016: 27.2; Mercury emissions (Hg to air and water) 2017: 17
UK-28 | Eggborough | United Kingdom | EU+UK | hard coal | EPH | 53.7137 | -1.1253 | 1967 | 2018 | 2018-02-02 |  | Retired |  |  |  |  | 7215160 | 7649883 | 7819665 | 8114954 | 5493019 | 4581301 | 5094741 | 10222778 | 11495905 | 7799832 | 4748504 | 2098992 | 1014334 | 540497 |  |  | 5775 | 7921 | 15710 | 20441 | 20441 | 7157 | 3267.65 | 1078.5 |  |  | 7076 | 7789 | 14931 | 17829 | 17829 | 6714 | 2894.59 | 1332.31 |  |  | 315 | 423 | 747 | 1001 | 1001 | 428 | 177 | 149 | [12 empty] | 60 | 31 | 42 | 15878 | 1528 | 92077 | 175508
UK-36 | Ferrybridge | United Kingdom | EU+UK | hard coal | SSE | 53.7167 | -1.2817 | 1966 | 2016 | 2015-05-20 |  | Retired |  |  |  |  | 8413055 | 8865656 | 8287912 | 3728402 | 4052365 | 4830312 | 7123621 | 9010659 | 8311632 | 3053338 | 2328454 | 742098 |  |  |  |  | 7317 | 12684 | 16040 | 19940 | 19940 | 2728 | 579.03 |  |  |  | 8808 | 13462 | 15877 | 9554 | 9554 | 3637 | 1201.49 |  |  |  | 213 | 708 | 811 | 1064 | 1064 | 187 | 35.18 |  |  |  | 94 | 132.9 | 189 | 256 | 168 | 103 | 45 | 41 |  |  | 17 | 8 | 12 | 3960 | 392 | 26261 | 50488
UK-50 | Uskmouth | United Kingdom | EU+UK | hard coal | SIMEC | 51.5481 | -2.9748 | 1962 | 2017 | 2020-06-30 |  | Retired |  |  |  |  | 993930 | 866926 | 650452 | 1261290 | 730966 | 364196 | 432476 | 1102448 | 1321477 | 303643 | 260169 | 462434 | 75503 | 2448 | 486 |  | 437 | 452 | 1329 | 2677 | 478 | 384 | 511.9 | 63.37 |  |  | 753 | 818 | 2015 | 3455 | 566 | 464 | 721.7 | 142 |  |  | 27 | 24 | 49 | 85 | 15 | 4 | 12.1 | 2.08 |  |  | 81.6 | 51.2 | 115 | 97.2 | 35.3 | 39.3 | 12.6 |  |  |  | 12 | 6 | 8 | 2888 | 283 | 18058 | 34592
UK-57 | Ratcliffe | United Kingdom | EU+UK | hard coal | Uniper | 52.8615 | -1.2499 | 1968 |  |  | 2024 | Open | 4 |  | 2172 |  | 8638887 | 7812287 | 9028906 | 9901175 | 7608926 | 8363125 | 7833954 | 9998425 | 11007539 | 9222895 | 4774148 | 2672083 | 2448594 | 3333500 | 728543 | 439721 | 8880 | 8430 | 13410 |  |  | 3910 | 2160 | 2490 | 3210 | 621 | 14770 | 13718 | 16475 | 15 | 15 | 7051 | 4070 | 3439.43 | 5120 | 985 | 119 | 130 | 81 |  |  | 76 | 72 | 54.5 | 91.3 |  |  |  |  | 1.7 |  |  |  |  | 27 |  | 61 | 28 | 43 | 13934 | 1378 | 91213 | 175223
UK-59 | West Burton | United Kingdom | EU+UK | hard coal | EDF | 53.3607 | -0.8115 | 1967 | 2022 | 2021-03-22 |  | Open | 4 |  | 2188 |  | 8419658 | 8900616 | 9324306 | 9650932 | 7165862 | 5095438 | 6075254 | 10780107 | 10887300 | 9208141 | 7724207 | 1165058 | 1766100 | 1679509 | 790510 | 1051651 | 6303 | 6426 | 8193 | 8301 | 8301 | 8555 | 2130 | 2390 | 2200 | 1150 | 8565 | 9915 | 18012 | 18262 | 18262 | 14192 | 1950 | 2713.18 | 2730 | 1104 | 150 | 172 | 315 | 241 | 241 | 191 | 18.46 | 58.2 |  |  | 131 | 115 | 131 | 106 | 79.8 | 44 | 24 | 23.2 | 20 |  | 39 | 20 | 27 | 10196 | 990 | 59566 | 113593
UK-60 | Kingsnorth | United Kingdom | EU+UK | hard coal | Uniper | 51.4185 | 0.6038 | 1970 | 2012 |  |  | Retired |  |  |  |  | CO2 emissions (EU only) 2005: 7766631; CO2 emissions (EU only) 2006: 8915967; CO2 emissions (EU only) 2007: 8912578; CO2 emissions (EU only) 2008: 6405429; CO2 emissions (EU only) 2009: 3260035; CO2 emissions (EU only) 2010: 3051599; CO2 emissions (EU only) 2011: 3383719; CO2 emissions (EU only) 2012: 6462265; SO2 emissions 2010: 7858; SO2 emissions 2011: 9400; SO2 emissions 2012: 24800; NOx emissions 2010: 4438; NOx emissions 2011: 4975; NOx emissions 2012: 9500; PM10 (dust) emissions 2010: 370; PM10 (dust) emissions 2011: 377; PM10 (dust) emissions 2012: 777; Mercury emissions (Hg to air and water) 2014: 148; Mercury emissions (Hg to air and water) 2015: 87.5; Mercury emissions (Hg to air and water) 2016: 13.3; Mercury emissions (Hg to air and water) 2017: 22
UK-64 | Rugeley | United Kingdom | EU+UK | hard coal | Engie | 52.7569 | -1.9214 | 1972 | 2016 | 2016-05-21 |  | Retired |  |  |  |  | CO2 emissions (EU only) 2005: 4211713; CO2 emissions (EU only) 2006: 4063802; CO2 emissions (EU only) 2007: 4893162; CO2 emissions (EU only) 2008: 2732517; CO2 emissions (EU only) 2009: 4955403; CO2 emissions (EU only) 2010: 3673268; CO2 emissions (EU only) 2011: 4007947; CO2 emissions (EU only) 2012: 5017141; CO2 emissions (EU only) 2013: 6368144; CO2 emissions (EU only) 2014: 4644427; CO2 emissions (EU only) 2015: 3854947; CO2 emissions (EU only) 2016: 1184682; SO2 emissions 2011: 3092; SO2 emissions 2012: 2184; SO2 emissions 2013: 4976; SO2 emissions 2014: 17928; SO2 emissions 2015: 4374; SO2 emissions 2016: 709.78; NOx emissions 2011: 8046; NOx emissions 2012: 10897; NOx emissions 2013: 24806; NOx emissions 2014: 25298; NOx emissions 2015: 13474; NOx emissions 2016: 2532.6; PM10 (dust) emissions 2011: 150; PM10 (dust) emissions 2012: 160; PM10 (dust) emissions 2013: 466; PM10 (dust) emissions 2014: 4; PM10 (dust) emissions 2015: 268; PM10 (dust) emissions 2016: 41.52 | 32 | 13 | 23 | 6599 | 664 | 47393 | 91531
UK-66 | Drax | United Kingdom | EU+UK | hard coal | Drax Power plc | 53.7367 | -0.9965 | 1974 | 2022 | 2020-02-27 |  | Open | 2 |  | 1402 |  | 20771624 | 22764847 | 22160413 | 22299778 | 19851702 | 22392487 | 21465607 | 22694684 | 20319513 | 16595193 | 13192780 | 6261692 | 6215220 | 4138591 | 725751 | 1527003 | 27333 | 32089 | 35138 | 31668 | 24177 | 18465 | 8252.8 | 10900 | 6530 | 2047 | 40407 | 38885 | 39155 | 39185 | 35707 | 31443 | 14670.7 | 14864.4 | 12200 | 8172 | 641 | 603 | 775 | 826 | 949 | 909 | 1026 | 848.8 | 588 | 380.44 |  |  |  |  | 20.1 | 16.4 |  |  | 416 | 344 | 230 | 106 | 160 | 53792 | 5248 | 346416 | 664832
UK-75 | Ironbridge | United Kingdom | EU+UK | hard coal | Uniper | 52.63 | -2.5129 | 1970 | 2011 |  |  | Retired |  |  |  |  | 3074443 | 3287290 | 3162435 | 1841225 | 922320 | 1321526 | 924081 | 145889 | 77624 | 36585 | 46385 | [5 empty] | 3960 | 3134 | 607 | 108 | 108 | 47 |  |  |  |  | 2222 | 1686 | 347 | 759 | 759 | 1547 |  |  |  |  | 271 | 165 | 39 | 48 | 48 | 36 |  |  |  |  | 240 | 313 | 315 | 308 | 430 | 467 | 425 | 430
UK-76 | Tilbury | United Kingdom | EU+UK | hard coal | RWE | 51.4553 | 0.3902 | 1970 | 2011 |  |  | Retired |  |  |  |  | CO2 emissions (EU only) 2005: 5151328; CO2 emissions (EU only) 2006: 4902321; CO2 emissions (EU only) 2007: 4721907; CO2 emissions (EU only) 2008: 4254765; CO2 emissions (EU only) 2009: 2193546; CO2 emissions (EU only) 2010: 2772386; CO2 emissions (EU only) 2011: 631390; CO2 emissions (EU only) 2012: 61; CO2 emissions (EU only) 2013: 190; CO2 emissions (EU only) 2014: 271; SO2 emissions 2010: 6674; SO2 emissions 2011: 1554; SO2 emissions 2012: 251; SO2 emissions 2013: 303; NOx emissions 2010: 5420; NOx emissions 2011: 1247; NOx emissions 2012: 1636; NOx emissions 2013: 2686; PM10 (dust) emissions 2010: 360; PM10 (dust) emissions 2011: 105; PM10 (dust) emissions 2012: 144; PM10 (dust) emissions 2013: 161
UK-85 | Kilroot | United Kingdom | EU+UK | hard coal | AES | 54.7258 | -5.7661 | 1981 | 8888 | 2020-05-12 |  | Open | 2 |  | 566 |  | 2302985 | 2640321 | 1842890 | 2191058 | 1413994 | 1912748 | 1533990 | 2347813 | 2579944 | 2148918 | 2079830 | 2121237 | 1463798 | 1365858 | 1010033 | 1171047 | 1948 | 1927 | 2719 | 2774 | 2234 | 2189 | 2166.28 | 1275 | 1410 | 992 | 2671 | 2066 | 3358 | 3649 | 2677 | 2769 | 2348.38 | 1672 | 1640 | 1080 | 4 | 5 | 17 | 5 | 29 | 29 | 41.71 | 28 | [12 empty] | 43 | 22 | 31 | 11033 | 1074 | 66148 | 126367
UK-87 | Longannet | United Kingdom | EU+UK | hard coal | Iberdrola | 56.05 | -3.6812 | 1970 | 2016 | 2016-03-24 |  | Retired |  |  |  |  | 8417779 | 10126655 | 6685274 | 5870515 | 7301034 | 9124587 | 8500896 | 9116373 | 9513900 | 9193891 | 7457176 | 1640190 |  |  |  |  | 44794 | 37189 | 34428 | 25443 | 25443 | 11931 | 3275.82 |  |  |  | 15039 | 16069 | 16441 | 17683 | 17683 | 14526 | 3599.8 |  |  |  | 718 | 718 | 582 | 598 | 598 | 304 | 73.38 |  |  |  | 1.69 |  | 4.1 | 4.22 | 5.24 | 3.2 | 1.3 | 1.7 |  |  | 66 | 33 | 47 | 16792 | 1635 | 100871 | 192726
UK-91 | Cockenzie | United Kingdom | EU+UK | hard coal | Iberdrola | 55.9684 | -2.969 | 1970 | 2013 |  |  | Retired |  |  |  |  | CO2 emissions (EU only) 2005: 2714442; CO2 emissions (EU only) 2006: 4910894; CO2 emissions (EU only) 2007: 5327062; CO2 emissions (EU only) 2008: 4381868; CO2 emissions (EU only) 2009: 2950114; CO2 emissions (EU only) 2010: 3945259; CO2 emissions (EU only) 2011: 1070514; CO2 emissions (EU only) 2012: 2081961; CO2 emissions (EU only) 2013: 383294; SO2 emissions 2010: 13065; SO2 emissions 2011: 3149; SO2 emissions 2012: 6524; SO2 emissions 2013: 1335; NOx emissions 2010: 10616; NOx emissions 2011: 2426; NOx emissions 2012: 4126; NOx emissions 2013: 790; PM10 (dust) emissions 2010: 557; PM10 (dust) emissions 2011: 191; PM10 (dust) emissions 2012: 364; PM10 (dust) emissions 2013: 64; Mercury emissions (Hg to air and water) 2010: 149; Mercury emissions (Hg to air and water) 2011: 165; Mercury emissions (Hg to air and water) 2012: 128; Mercury emissions (Hg to air and water) 2013: 111.6; Mercury emissions (Hg to air and water) 2014: 104.9; Mercury emissions (Hg to air and water) 2015: 155.9; Mercury emissions (Hg to air and water) 2016: 37.6
UK-101 | C.GEN North Killingholme Power Project | United Kingdom | EU+UK | hard coal | Uniper | 53.657 | -0.255 |  |  |  |  | Cancelled
UK-102 | Caledonia Clean Energy Project | United Kingdom | EU+UK | hard coal | Summit Power Group | 56.0121 | -3.6972 |  |  |  |  | Cancelled
UK-103 | White Rose CCS Project | United Kingdom | EU+UK | hard coal | Drax Power plc | 53.7372 | -0.999 |  |  |  |  | Cancelled

## Tabelle1
| plant_id | SOx_2018_tonnes | SOx_2019_tonnes | NOx_2018_tonnes | NOx_2019_tonnes | PM10_2018_tonnes | PM10_2019_tonnes
AT-7 | AT-7
AT-8 | AT-8
AT-9 | AT-9
AT-10 | AT-10
AT-11 | AT-11
AT-12 | AT-12
BA-1 | BA-1
BA-2 | BA-2
BA-3 | BA-3
BA-4 | BA-4
BA-5 | BA-5
BA-6 | BA-6
BA-7 | BA-7
BA-8 | BA-8
BA-9 | BA-9
BA-10 | BA-10
BA-11 | BA-11
BE-10 | BE-10
BE-12 | BE-12
BE-19 | BE-19
BE-22 | BE-22
BE-23 | BE-23
BE-27 | BE-27
BG-2 | BG-2 | 1415.38 |  | 2362.55
BG-3 | BG-3
BG-4 | BG-4 | 1506.206 | 766.321 | 1301.559 | 688.697 | 85.732
BG-5 | BG-5
BG-6 | BG-6 | 4348.674 | 4833.399 | 2281.143 | 2560.316
BG-8 | BG-8 | 28280.315 | 15670.163 | 5754.414 | 4015.365
BG-9 | BG-9 | 15157.924 | 15161.829 | 2809.581 | 3419.944
BG-10 | BG-10 | 2775.95 | 1863.76 | 738.88 | 496.08
BG-11 | BG-11 | 317.01 | 178.07 | 838.41 | 270.52
BG-14 | BG-14 | 1702.225 | 1601.411 | 595.761 | 575.481
BG-17 | BG-17 | 1001.543 | 1027.951 | 403.611 | 286.317
CZ-2 | CZ-2 | 1243.24 | 816.663 | 1969.015 | 2008.534 | 115.975 | 85.659
CZ-6 | CZ-6 | 1230.574 | 975.55 | 3478.433 | 2786.284 | 364.326 | 338.326
CZ-7 | CZ-7 | 936.041 | 313.694 | 1204.945 | 419.919 | 50.005
CZ-8 | CZ-8 | 245.447 | 151.313 | 241.59 | 245.043
CZ-9 | CZ-9 | 1860.204 | 869.19 | 1154.297 | 962.001 | 75.815
CZ-10 | CZ-10 | 3166.694 | 3372.792 | 2805.387 | 2911.331 | 141.478 | 182.044
CZ-12 | CZ-12 | 3068.088 | 3524.356 | 3613.8 | 4027.887 | 233.409 | 221.966
CZ-15 | CZ-15 | 1762.044 | 1744.856 | 3217.607 | 3420.207 | 207.672 | 187.403
CZ-16 | CZ-16 | 449.696 | 410.402 | 221.733 | 193.131
CZ-17 | CZ-17 | 343.561 | 161.759 | 243.026 | 243.59
CZ-18 | CZ-18 | 1681.82 | 1266.435 | 1154.806 | 1343.204
CZ-19 | CZ-19 | 930.109 | 678.806 | 290.826 | 229.903
CZ-22 | CZ-22 | 620.135 | 358.675 | 362.703 | 316.602
CZ-24 | CZ-24 | 3933.955 | 2045.444 | 852.917 | 473.141
CZ-26 | CZ-26 | 575.487 | 406.258 | 312.921 | 294.177
CZ-29 | CZ-29 | 1381.498 | 1256.431 | 1292.404 | 868.137
CZ-30 | CZ-30 | 2214.109 | 1548.877 | 1291.82 | 894.479
CZ-31 | CZ-31
CZ-32 | CZ-32 | 1061.462 | 1061.462 | 592.622 | 592.622
CZ-33 | CZ-33 | 2036.317 | 1609.665 | 1977.482 | 1703.462 | 62.988
CZ-36 | CZ-36
CZ-37 | CZ-37 | 858.555 | 837.451 | 400.771 | 363.675
CZ-38 | CZ-38 |  |  | 138.855 | 272.086
CZ-40 | CZ-40 | 688.063 |  | 150.413
CZ-41 | CZ-41
CZ-42 | CZ-42 | 752.191 | 684.284 | 528.1 | 509.153
CZ-43 | CZ-43 | 811.287 | 604.716 | 358.315 | 238.912
CZ-44 | CZ-44 | 3306.165 | 1605.408 | 1159.182 | 459
CZ-53 | CZ-53 | 991.844 | 797.321 | 508.786 | 465.676
CZ-59 | CZ-59 | 347.446 | 255.767 | 180.433 | 160.815
CZ-61 | CZ-61 | 1011.25 | 846.415 | 497.061 | 394.813
CZ-65 | CZ-65 | 156.815
CZ-67 | CZ-67
CZ-76 | CZ-76 | 3014.255 | 1914.376 | 1150.799 | 866.402
CZ-77 | CZ-77
CZ-78 | CZ-78
CZ-79 | CZ-79
DE-8 | DE-8
DE-13 | DE-13
DE-14 | DE-14
DE-17 | DE-17
DE-19 | DE-19
DE-20 | DE-20
DE-21 | DE-21
DE-24 | DE-24
DE-25 | DE-25
DE-28 | DE-28
DE-29 | DE-29
DE-32 | DE-32
DE-33 | DE-33
DE-34 | DE-34
DE-35 | DE-35
DE-37 | DE-37
DE-43 | DE-43
DE-48 | DE-48
DE-50 | DE-50
DE-51 | DE-51
DE-58 | DE-58
DE-64 | DE-64
DE-67 | DE-67
DE-77 | DE-77
DE-79 | DE-79
DE-81 | DE-81
DE-86 | DE-86
DE-89 | DE-89
DE-95 | DE-95
DE-100 | DE-100
DE-106 | DE-106
DE-107 | DE-107
DE-108 | DE-108
DE-113 | DE-113
DE-119 | DE-119
DE-121 | DE-121
DE-122 | DE-122
DE-125 | DE-125
DE-126 | DE-126
DE-128 | DE-128
DE-129 | DE-129
DE-130 | DE-130
DE-131 | DE-131
DE-138 | DE-138
DE-140 | DE-140
DE-144 | DE-144
DE-148 | DE-148
DE-150 | DE-150
DE-152 | DE-152
DE-154 | DE-154
DE-155 | DE-155
DE-163 | DE-163
DE-167 | DE-167
DE-170 | DE-170
DE-172 | DE-172
DE-173 | DE-173
DE-174 | DE-174
DE-183 | DE-183
DE-186 | DE-186
DE-187 | DE-187
DE-188 | DE-188
DE-190 | DE-190
DE-192 | DE-192
DE-195 | DE-195
DE-200 | DE-200
DE-206 | DE-206
DE-207 | DE-207
DE-214 | DE-214
DE-215 | DE-215
DE-216 | DE-216
DE-217 | DE-217
DE-220 | DE-220
DE-222 | DE-222
DE-223 | DE-223
DE-226 | DE-226
DE-227 | DE-227
DE-228 | DE-228
DE-229 | DE-229
DE-232 | DE-232
DE-233 | DE-233
DE-234 | DE-234
DE-236 | DE-236
DE-238 | DE-238
DE-243 | DE-243
DE-246 | DE-246
DE-247 | DE-247
DE-249 | DE-249
DE-250 | DE-250
DE-251 | DE-251
DE-252 | DE-252
DE-253 | DE-253
DE-501 | DE-501
DK-4 | DK-4
DK-5 | DK-5 | 181 | 133.798 | 256.038 | 173.764 |  | 6.315
DK-8 | DK-8
DK-10 | DK-10
DK-11 | DK-11
DK-14 | DK-14 |  |  | 125.98 | 112.341
DK-16 | DK-16
DK-17 | DK-17
DK-19 | DK-19 | 34.8 | 51.693 | 121.15 | 79.107 | 57.88 | 44.071
EL-1 | EL-1 | 10300 | 11400 | 7100 | 4140 | 388 | 189
EL-2 | EL-2
EL-3 | EL-3 | 1380 | 1120 | 892 | 893
EL-4 | EL-4 | 4250 | 2960 | 4980 | 2260 | 1040 | 328
EL-5 | EL-5
EL-6 | EL-6
EL-7 | EL-7 | 1320 | 1560 | 966 | 658
EL-8 | EL-8 | 594 |  | 893 | 192 | 62.7
EL-9 | EL-9
EL-50 | EL-50
ES-3 | ES-3 | 4680 | 4680 | 3400 | 2500 | 61.8 | 64.6
ES-6 | ES-6
ES-7 | ES-7 | 9270 | 2410 | 6360 | 1790 | 279 | 70.6
ES-10 | ES-10 | 3040 | 727 | 2710 | 830
ES-11 | ES-11 | 5720 | 1490 | 5030 | 3220 | 195 | 92.7
ES-12 | ES-12
ES-13 | ES-13
ES-15 | ES-15
ES-16 | ES-16
ES-18 | ES-18 | 1660 | 193 | 840 | 151
ES-19 | ES-19
ES-20 | ES-20 | 1320 | 308 | 2030 | 401 | 72.3
ES-22 | ES-22
ES-23 | ES-23 | 275 |  | 513
ES-24 | ES-24
ES-25 | ES-25
ES-27 | ES-27
ES-28 | ES-28
ES-30 | ES-30
ES-31 | ES-31
ES-33 | ES-33
FI-2 | FI-2 | 1120 | 1290 | 1140 | 892
FI-5 | FI-5 | 1150 | 1160 | 2130 | 1880 | 54.6
FI-6 | FI-6 | 878 | 702 | 626 | 569
FI-7 | FI-7
FI-13 | FI-13
FI-14 | FI-14
FI-16 | FI-16
FI-19 | FI-19 | 654 | 678 | 1230 | 923
FI-21 | FI-21 | 321 |  | 328
FI-23 | FI-23
FI-25 | FI-25
FI-29 | FI-29 | 388 | 266 | 1190 | 1770
FI-31 | FI-31 | 445 | 202 | 345 | 162
FR-5 | FR-5
FR-13 | FR-13
FR-22 | FR-22 | 1310 | 317 | 2400 | 531
FR-41 | FR-41
FR-43 | FR-43 | 410 | 210 | 813 | 340
FR-49 | FR-49
FR-50 | FR-50
FR-53 | FR-53
FR-61 | FR-61
FR-67 | FR-67 | 534 | 203 | 1320 | 651
FR-78 | FR-78
FR-82 | FR-82
FR-84 | FR-84
FR-87 | FR-87
FR-88 | FR-88
FR-89 | FR-89
HR-1 | HR-1 | 370 | 229 | 537 | 577 |  | 69.2
HU-5 | HU-5
HU-8 | HU-8
HU-9 | HU-9
HU-11 | HU-11
HU-12 | HU-12 | 8350 | 5868 | 4280 | 4079 |  | 181
IE-3 | IE-3 | 958.6 | 250.5 | 1312.8 | 344.6 | 136.61
IT-1 | IT-1
IT-2 | IT-2 | 151.174 |  | 2541.39 |  | 61.212
IT-3 | IT-3
IT-7 | IT-7 | 1780.4 |  | 2088
IT-9 | IT-9
IT-10 | IT-10
IT-11 | IT-11 | 953.32 |  | 949.38
IT-13 | IT-13 | 763.001 |  | 672.193
IT-19 | IT-19 | 1400.227 |  | 2037.42
IT-20 | IT-20 | 654.977 |  | 685.46
IT-23 | IT-23
IT-24 | IT-24 | 973.368 |  | 1199.114
IT-26 | IT-26
KS-1 | KS-1
KS-2 | KS-2
KS-3 | KS-3
ME-1 | ME-1
MK-1 | MK-1
MK-2 | MK-2
NL-1 | NL-1
NL-2 | NL-2
NL-4 | NL-4 | 696 |  | 741
NL-6 | NL-6
NL-7 | NL-7
NL-10 | NL-10 | 549 |  | 1220
NL-11 | NL-11 | 287 |  | 577
NL-12 | NL-12 | 1020 |  | 2020
PL-4 | PL-4 | 906 | 317 | 513 | 422
PL-5 | PL-5 | 1500 | 737 | 2200 | 1030
PL-6 | PL-6 | 45100 | 30100 | 30100 | 25000 | 1030 | 649
PL-8 | PL-8 |  | 206 |  | 406
PL-11 | PL-11 |  | 152 | 124 | 133
PL-13 | PL-13 | 6350 | 2240 | 4850 | 3790 | 413 | 181
PL-16 | PL-16 | 3190 | 214 | 5460 | 5300 | 209 | 239
PL-18 | PL-18 | 2930 | 2060 | 1720 | 1320 | 56.6
PL-20 | PL-20 | 1040 | 417 | 458 | 197 | 62.6
PL-23 | PL-23 | 1170 | 1180 | 1160 | 1040 | 103 | 92.7
PL-33 | PL-33 |  | 170 |  | 207
PL-40 | PL-40
PL-43 | PL-43 | 1360 | 1050 | 1060 | 996
PL-46 | PL-46 | 626 | 407 | 518 | 447
PL-69 | PL-69 | 537 | 503 | 593 | 612
PL-70 | PL-70 | 2300 | 1500 | 3600 | 2770
PL-76 | PL-76 | 1480 | 580 | 644 | 549 | 81.6 | 66
PL-80 | PL-80
PL-90 | PL-90 | 3370 | 3100 | 5600 | 4770 | 82.8 | 62.6
PL-91 | PL-91 | 591 |  | 694 | 441
PL-96 | PL-96 | 8780 | 9040 | 9650 | 10700 | 216 | 169
PL-98 | PL-98 | 692 | 531 | 1200 | 1080 | 74.8 | 71
PL-107 | PL-107
PL-113 | PL-113
PL-114 | PL-114 | 549 | 596 | 612 | 593
PL-115 | PL-115 | 708 | 523 | 772 | 677
PL-126 | PL-126 | 477 | 433 | 227 | 224
PL-132 | PL-132
PL-140 | PL-140 |  |  | 249 | 245
PL-155 | PL-155 | 8880 | 5900 | 7760 | 6450 | 466 | 461
PL-158 | PL-158
PL-159 | PL-159
PL-176 | PL-176
PL-178 | PL-178 | 3100 | 2240 | 4480 | 3640 | 262 | 190
PL-180 | PL-180 | 1420 | 1240 | 827 | 855
PL-182 | PL-182 | 2420 | 1290 | 1920 | 1270
PL-187 | PL-187 | 1100 | 1960 | 924 | 1430 | 66 | 112
PL-198 | PL-198 | 1110 | 957 | 581 | 776 | 72.6
PL-200 | PL-200
PL-211 | PL-211
PL-214 | PL-214
PL-216 | PL-216 | 521 | 430 | 509 | 351
PL-221 | PL-221 | 2330 | 1740 | 2060 | 1990 | 148 | 104
PL-223 | PL-223 | 4860 | 4740 | 2560 | 2880 | 172 | 168
PL-234 | PL-234 | 668 | 709 | 945 | 926 | 50.2
PL-237 | PL-237 | 774 | 425 | 572 | 409
PL-245 | PL-245
PL-249 | PL-249
PL-251 | PL-251 |  |  | 114
PL-252 | PL-252
PL-254 | PL-254 | 774 | 425 | 572 | 409
PL-255 | PL-255
PL-256 | PL-256
PL-257 | PL-257
PL-258 | PL-258
PL-259 | PL-259
PL-260 | PL-260
PT-3 | PT-3
PT-4 | PT-4
RO-1 | RO-1
RO-2 | RO-2
RO-4 | RO-4
RO-5 | RO-5 | 1000 | 934 | 1590 | 1640 | 85.5 | 89.2
RO-6 | RO-6
RO-8 | RO-8
RO-10 | RO-10
RO-11 | RO-11 | 1490 | 1220 | 4740 | 3380 | 89 | 72.2
RO-12 | RO-12 | 8670 | 8060 | 3160 | 2940 | 677 | 873
RO-13 | RO-13
RO-14 | RO-14 | 11100 | 9320 | 2380 | 1940 | 410 | 297
RO-15 | RO-15 | 4820 | 4810 | 5790 | 5260 | 260 | 179
RO-16 | RO-16
RO-17 | RO-17 | 4020 | 3160 | 6180 | 4300 | 229 | 202
RO-18 | RO-18 | 3090 |  | 203 | 123
RO-19 | RO-19
RO-20 | RO-20
RS-1 | RS-1
RS-2 | RS-2
RS-3 | RS-3
RS-4 | RS-4
RS-5 | RS-5
RS-6 | RS-6
RS-7 | RS-7
RS-8 | RS-8
RS-9 | RS-9
SE-11 | SE-11
SI-3 | SI-3 | 440.307 |  | 802.78
SI-4 | SI-4 | 1702.834 |  | 3159.602 |  | 64.25
SI-5 | SI-5
SK-4 | SK-4
SK-13 | SK-13
SK-14 | SK-14
SK-17 | SK-17
SK-18 | SK-18
TR-1 | TR-1
TR-2 | TR-2
TR-3 | TR-3
TR-4 | TR-4
TR-5 | TR-5
TR-6 | TR-6
TR-7 | TR-7
TR-8 | TR-8
TR-9 | TR-9
TR-10 | TR-10
TR-11 | TR-11
TR-12 | TR-12
TR-13 | TR-13
TR-14 | TR-14
TR-15 | TR-15
TR-16 | TR-16
TR-17 | TR-17
TR-18 | TR-18
TR-19 | TR-19
TR-20 | TR-20
TR-21 | TR-21
TR-22 | TR-22
TR-23 | TR-23
TR-24 | TR-24
TR-25 | TR-25
TR-26 | TR-26
TR-27 | TR-27
TR-28 | TR-28
TR-29 | TR-29
TR-30 | TR-30
TR-31 | TR-31
TR-32 | TR-32
TR-33 | TR-33
TR-34 | TR-34
TR-35 | TR-35
TR-36 | TR-36
TR-37 | TR-37
TR-38 | TR-38
TR-39 | TR-39
TR-40 | TR-40
TR-41 | TR-41
TR-42 | TR-42
TR-43 | TR-43
TR-44 | TR-44
TR-55 | TR-55
TR-56 | TR-56
TR-57 | TR-57
TR-58 | TR-58
TR-59 | TR-59
TR-60 | TR-60
TR-61 | TR-61
TR-62 | TR-62
TR-63 | TR-63
TR-64 | TR-64
TR-65 | TR-65
TR-66 | TR-66
TR-67 | TR-67
TR-68 | TR-68
TR-69 | TR-69
TR-70 | TR-70
TR-71 | TR-71
TR-72 | TR-72
TR-73 | TR-73
TR-74 | TR-74
TR-75 | TR-75
TR-76 | TR-76
TR-77 | TR-77
TR-78 | TR-78
TR-79 | TR-79
TR-80 | TR-80
TR-81 | TR-81
TR-82 | TR-82
TR-83 | TR-83
TR-84 | TR-84
TR-85 | TR-85
TR-86 | TR-86
TR-87 | TR-87
TR-88 | TR-88
TR-89 | TR-89
TR-90 | TR-90
TR-91 | TR-91
TR-92 | TR-92
TR-93 | TR-93
TR-94 | TR-94
TR-95 | TR-95
TR-96 | TR-96
TR-97 | TR-97
TR-98 | TR-98
TR-99 | TR-99
TR-100 | TR-100
TR-102 | TR-102
TR-103 | TR-103
TR-104 | TR-104
TR-105 | TR-105
TR-106 | TR-106
TR-107 | TR-107
TR-108 | TR-108
TR-109 | TR-109
TR-111 | TR-111
TR-112 | TR-112
TR-113 | TR-113
TR-114 | TR-114
TR-115 | TR-115
TR-116 | TR-116
TR-117 | TR-117
TR-118 | TR-118
TR-119 | TR-119
TR-120 | TR-120
TR-121 | TR-121
TR-122 | TR-122
TR-123 | TR-123
UK-2 | UK-2
UK-6 | UK-6
UK-15 | UK-15
UK-16 | UK-16
UK-22 | UK-22
UK-28 | UK-28
UK-36 | UK-36
UK-50 | UK-50
UK-57 | UK-57 | 3210 | 621 | 5120 | 985 | 91.3
UK-59 | UK-59 | 2200 | 1150 | 2730 | 1104
UK-60 | UK-60
UK-64 | UK-64
UK-66 | UK-66 | 6530 | 2047 | 12200 | 8172 | 588 | 380.44
UK-75 | UK-75
UK-76 | UK-76
UK-85 | UK-85 | 1410 | 992 | 1640 | 1080
UK-87 | UK-87
UK-91 | UK-91
UK-101 | UK-101
UK-102 | UK-102
UK-103 | UK-103

## Unit
Unit Data
EBC unit ID | EBC plant ID | Unit name | Plant name | Country | Region | Fuel type | Owner | Commissioning year | (Announced) Retirement year | Date of retirement announcement | Retirement announced? | Covered by country phase-out? [if yes: country phase-out year] | Unit type | Unit status (gross) | Unit status (detailled) | Capacity
. | [15 empty] | MW_el_gross
European Coal Plant Database (status: 20 Apr 2021)
AT-7-1 | AT-7 | St Andrae 1 | St Andrae | Austria | EU | lignite | Verbund | 1996 | 2011 | 2011-12-31 | no | no | conventional | retired or fuel switch | retired | 68
AT-7-2 | AT-7 | St Andrae 2 | St Andrae | Austria | EU | lignite | Verbund | 1996 | 2011 | 2011-12-31 | no | no | conventional | retired or fuel switch | retired | 124
AT-8-1 | AT-8 | Riedersbach 1 | Riedersbach | Austria | EU | hard coal | Energie AG | 1969 | 2010 | 2010-12-31 | no | no | conventional | retired or fuel switch | retired | 55
AT-8-2 | AT-8 | Riedersbach 2 | Riedersbach | Austria | EU | hard coal | Energie AG | 1986 | 2016 | 2016-03-23 | no | no | chp | retired or fuel switch | retired | 165
AT-9-1 | AT-9 | Timelkam 4 | Timelkam | Austria | EU | hard coal | Verbund | 1962 | 2008 | 2008-12-31 | no | no | conventional | retired or fuel switch | retired | 66
AT-10-3 | AT-10 | Voitsberg 3 | Voitsberg | Austria | EU | lignite | Verbund | 1983 | 2006 | 2006-12-31 | no | no | chp | retired or fuel switch | retired | 330
AT-11-1 | AT-11 | Mellach 1 | Mellach | Austria | EU | hard coal | Verbund | 1986 | 2020 | 2017-10-17 | no | no | chp | retired or fuel switch | retired | 246
AT-12-1 | AT-12 | Duernrohr 1 | Duernrohr | Austria | EU | hard coal | Verbund | 1985 | 2015 | 2015-12-31 | no | no | conventional | retired or fuel switch | retired | 450
AT-12-2 | AT-12 | Duernrohr 2 | Duernrohr | Austria | EU | hard coal | EVN | 1987 | 2019 | 2017-10-31 | no | no | chp | retired or fuel switch | retired | 352
BA-1-1 | BA-1 | Gacko | Gacko | Bosnia & Herzegovina | Western Balkans | lignite | Elektroprivreda Republike Srpske (MH ERS) | 1983 |  |  | no | no | conventional | open | operational | 300
BA-2-1 | BA-2 | Kakanj G5 | Kakanj | Bosnia & Herzegovina | Western Balkans | lignite | EPBiH | 1969 |  |  | no | no | chp | open | operational | 110
BA-2-2 | BA-2 | Kakanj G6 | Kakanj | Bosnia & Herzegovina | Western Balkans | lignite | EPBiH | 1977 |  |  | no | no | chp | open | operational | 110
BA-2-3 | BA-2 | Kakanj G7 | Kakanj | Bosnia & Herzegovina | Western Balkans | lignite | EPBiH | 1988 |  |  | no | no | chp | open | operational | 230
BA-2-4 | BA-2 | Kakanj Thermal Power Plant Unit 8 | Kakanj Thermal Power Plant | Bosnia & Herzegovina | Western Balkans | lignite | Elektroprivreda BiH |  |  |  | no | no | conventional | new coal active | permitted | 300
BA-2-5 | BA-2 | Kakanj Thermal Power Plant Unit 9 | Kakanj Thermal Power Plant | Bosnia & Herzegovina | Western Balkans | lignite | Elektroprivreda BiH |  |  |  | no | no | conventional | new coal active | announced | 300
BA-3-1 | BA-3 | Stanari | Stanari | Bosnia & Herzegovina | Western Balkans | lignite | EFT | 2016 |  |  | no | no | conventional | open | operational | 300
BA-4-1 | BA-4 | Tuzla G3 | Tuzla | Bosnia & Herzegovina | Western Balkans | lignite | EPBiH | 1966 |  |  | no | no | chp | open | operational | 100
BA-4-2 | BA-4 | Tuzla G4 | Tuzla | Bosnia & Herzegovina | Western Balkans | lignite | EPBiH | 1971 |  |  | no | no | chp | open | operational | 200
BA-4-3 | BA-4 | Tuzla G5 | Tuzla | Bosnia & Herzegovina | Western Balkans | lignite | EPBiH | 1974 |  |  | no | no | chp | open | operational | 200
BA-4-4 | BA-4 | Tuzla G6 | Tuzla | Bosnia & Herzegovina | Western Balkans | lignite | EPBiH | 1978 |  |  | no | no | chp | open | operational | 223
BA-4-5 | BA-4 | Tuzla Thermal Power Plant Unit 7 | Tuzla Thermal Power Plant | Bosnia & Herzegovina | Western Balkans | lignite | Elektroprivreda BiH |  |  |  | no | no | chp | new coal active | permitted | 450
BA-4-6 | BA-4 | Tuzla Thermal Power Plant Unit 8 | Tuzla Thermal Power Plant | Bosnia & Herzegovina | Western Balkans | lignite | Elektroprivreda BiH |  |  |  | no | no | chp | new coal active | announced | 450
BA-5-1 | BA-5 | Ugljevik | Ugljevik | Bosnia & Herzegovina | Western Balkans | lignite | Elektroprivreda Republike Srpske (MH ERS) | 1985 |  |  | no | no | conventional | open | operational | 300
BA-6-1 | BA-6 | Banovici Power Station | Banovici Power Station | Bosnia & Herzegovina | Western Balkans | lignite | RMU Banovici |  |  |  | no | no | conventional | new coal active | permitted | 350
BA-7-1 | BA-7 | Bugojno Thermal Power Project Unit 1 | Bugojno Thermal Power Project | Bosnia & Herzegovina | Western Balkans | lignite | Elektroprivreda BiH |  |  |  | no | no | conventional | new coal active | announced | 300
BA-8-1 | BA-8 | Gacko Thermal Power Plant Unit 2 | Gacko Thermal Power Plant | Bosnia & Herzegovina | Western Balkans | lignite | Elektroprivreda Republike Srpske (ERS) |  |  |  | no | no | conventional | new coal active | announced | 350
BA-9-1 | BA-9 | Ugljevik-3 power station Unit 1 | Ugljevik-3 power station | Bosnia & Herzegovina | Western Balkans | lignite | Comsar Energy |  |  |  | no | no | conventional | new coal active | pre-permit | 300
BA-9-2 | BA-9 | Ugljevik-3 power station Unit 2 | Ugljevik-3 power station | Bosnia & Herzegovina | Western Balkans | lignite | Comsar Energy |  |  |  | no | no | conventional | new coal active | pre-permit | 300
BA-10-1 | BA-10 | Kongora Thermal Power Plant Unit 1 | Kongora Thermal Power Plant | Bosnia & Herzegovina | Western Balkans | lignite | Elektroprivreda HZHB |  |  |  | no | no | conventional | new coal inactive | shelved | 275
BA-10-2 | BA-10 | Kongora Thermal Power Plant Unit 2 | Kongora Thermal Power Plant | Bosnia & Herzegovina | Western Balkans | lignite | Elektroprivreda HZHB |  |  |  | no | no | conventional | new coal inactive | shelved | 275
BA-11-1 | BA-11 | Kamengrad Thermal Power Plant Unit 1 | Kamengrad Thermal Power Plant | Bosnia & Herzegovina | Western Balkans | lignite | RMU Kamengrad |  |  |  | no | no | conventional | new coal active | announced | 215
BA-11-2 | BA-11 | Kamengrad Thermal Power Plant Unit 2 | Kamengrad Thermal Power Plant | Bosnia & Herzegovina | Western Balkans | lignite | RMU Kamengrad |  |  |  | no | no | conventional | new coal active | announced | 215
BE-10-2 | BE-10 | Awirs 4 | Awirs | Belgium | EU | hard coal | Engie | 1967 | 2006 | 2006-12-31 | no | no | conventional | retired or fuel switch | no longer coal | 125
BE-12-1 | BE-12 | Genk-Langerlo 1 | Genk-Langerlo | Belgium | EU | hard coal | Uniper | 1975 | 2016 | 2016-03-31 | no | no | conventional | retired or fuel switch | retired | 280
BE-12-2 | BE-12 | Genk-Langerlo 2 | Genk-Langerlo | Belgium | EU | hard coal | Uniper | 1975 | 2016 | 2016-03-31 | no | no | conventional | retired or fuel switch | retired | 280
BE-19-3 | BE-19 | Ruien 3 | Ruien | Belgium | EU | hard coal | Engie | 1967 | 2013 | 2013-12-31 | no | no | conventional | retired or fuel switch | retired | 130
BE-19-4 | BE-19 | Ruien 4 | Ruien | Belgium | EU | hard coal | Engie | 1966 | 2013 | 2013-12-31 | no | no | conventional | retired or fuel switch | retired | 130
BE-19-5 | BE-19 | Ruien 5 | Ruien | Belgium | EU | hard coal | Engie | 1973 | 2013 | 2013-12-31 | no | no | conventional | retired or fuel switch | retired | 290
BE-22-1 | BE-22 | Mol 11 | Mol | Belgium | EU | hard coal | Engie | 1963 | 2010 | 2010-12-31 | no | no | conventional | retired or fuel switch | retired | 124
BE-22-2 | BE-22 | Mol 12 | Mol | Belgium | EU | hard coal | Engie | 1967 | 2010 | 2010-12-31 | no | no | conventional | retired or fuel switch | retired | 131
BE-23-1 | BE-23 | Monceau-Sur-Sambre 1 | Monceau-Sur-Sambre | Belgium | EU | hard coal | Engie | 1949 | 2006 | 2006-12-31 | no | no | conventional | retired or fuel switch | retired | 50
BE-23-2 | BE-23 | Monceau-Sur-Sambre 2 | Monceau-Sur-Sambre | Belgium | EU | hard coal | Engie | 1949 | 2006 | 2006-12-31 | no | no | conventional | retired or fuel switch | retired | 50
BE-23-3 | BE-23 | Monceau-Sur-Sambre 10 | Monceau-Sur-Sambre | Belgium | EU | hard coal | Engie | 1964 | 2006 | 2006-12-31 | no | no | conventional | retired or fuel switch | retired | 116
BE-27-1 | BE-27 | Amercoeur 1A | Amercoeur | Belgium | EU | hard coal | Engie | 1968 | 2009 | 2009-12-31 | no | no | conventional | retired or fuel switch | retired | 125
BE-27-2 | BE-27 | Amercoeur 2 | Amercoeur | Belgium | EU | hard coal | Engie | 1968 | 2009 | 2009-12-31 | no | no | conventional | retired or fuel switch | retired | 127
BG-2-1 | BG-2 | Deven 1 | Deven | Bulgaria | EU | hard coal | Solvay | 2009 |  |  | no | no | conventional | open | operational | 121
BG-2-2 | BG-2 | Deven 2 | Deven | Bulgaria | EU | hard coal | Solvay | 2017 |  |  | no | no | conventional | open | operational | 53
BG-3-3 | BG-3 | Maritsa 3 | Maritsa 3 | Bulgaria | EU | lignite | Topgrup EOOD | 1971 |  |  | no | no | conventional | open | operational | 120
BG-4-1 | BG-4 | Bobov Dol 1 | Bobov Dol | Bulgaria | EU | lignite | Consortium Energia MK | 1973 |  |  | no | no | conventional | open | standby | 210
BG-4-2 | BG-4 | Bobov Dol 2 | Bobov Dol | Bulgaria | EU | lignite | Consortium Energia MK | 1974 |  |  | no | no | conventional | open | operational | 210
BG-4-3 | BG-4 | Bobov Dol 3 | Bobov Dol | Bulgaria | EU | lignite | Consortium Energia MK | 1975 |  |  | no | no | conventional | open | operational | 210
BG-5-1 | BG-5 | Varna 1 | Varna | Bulgaria | EU | hard coal | Sigda OOD | 1968 | 2015 | 2015-12-31 | no | no | conventional | retired or fuel switch | retired | 210
BG-5-2 | BG-5 | Varna 2 | Varna | Bulgaria | EU | hard coal | Sigda OOD | 1968 | 2015 | 2015-12-31 | no | no | conventional | retired or fuel switch | retired | 210
BG-5-3 | BG-5 | Varna 3 | Varna | Bulgaria | EU | hard coal | Sigda OOD | 1969 | 2015 | 2015-12-31 | no | no | conventional | retired or fuel switch | retired | 210
BG-5-4 | BG-5 | Varna 4 | Varna | Bulgaria | EU | hard coal | Sigda OOD | 1978 | 2013 | 2013-12-31 | no | no | conventional | retired or fuel switch | retired | 210
BG-5-5 | BG-5 | Varna 5 | Varna | Bulgaria | EU | hard coal | Sigda OOD | 1978 | 2014 | 2014-12-31 | no | no | conventional | retired or fuel switch | retired | 210
BG-5-6 | BG-5 | Varna 6 | Varna | Bulgaria | EU | hard coal | Sigda OOD | 1978 | 2015 | 2015-12-31 | no | no | conventional | retired or fuel switch | no longer coal | 210
BG-6-1 | BG-6 | AES Galabovo 1 | AES Galabovo | Bulgaria | EU | lignite | AES | 2011 |  |  | no | no | conventional | open | operational | 335
BG-6-2 | BG-6 | AES Galabovo 2 | AES Galabovo | Bulgaria | EU | lignite | AES | 2011 |  |  | no | no | conventional | open | operational | 335
BG-8-1 | BG-8 | Maritsa East 2 unit 1 | Maritsa East 2 | Bulgaria | EU | lignite | Bulgarian Energy Holding (BEH) | 1966 |  |  | no | no | conventional | open | operational | 177
BG-8-2 | BG-8 | Maritsa East 2 unit 2 | Maritsa East 2 | Bulgaria | EU | lignite | Bulgarian Energy Holding (BEH) | 1967 |  |  | no | no | conventional | open | operational | 165
BG-8-3 | BG-8 | Maritsa East 2 unit 3 | Maritsa East 2 | Bulgaria | EU | lignite | Bulgarian Energy Holding (BEH) | 1967 |  |  | no | no | conventional | open | operational | 177
BG-8-4 | BG-8 | Maritsa East 2 unit 4 | Maritsa East 2 | Bulgaria | EU | lignite | Bulgarian Energy Holding (BEH) | 1968 |  |  | no | no | conventional | open | operational | 177
BG-8-5 | BG-8 | Maritsa East 2 unit 5 | Maritsa East 2 | Bulgaria | EU | lignite | Bulgarian Energy Holding (BEH) | 1985 |  |  | no | no | conventional | open | operational | 210
BG-8-6 | BG-8 | Maritsa East 2 unit 6 | Maritsa East 2 | Bulgaria | EU | lignite | Bulgarian Energy Holding (BEH) | 1985 |  |  | no | no | conventional | open | operational | 232
BG-8-7 | BG-8 | Maritsa East 2 unit 7 | Maritsa East 2 | Bulgaria | EU | lignite | Bulgarian Energy Holding (BEH) | 1990 |  |  | no | no | conventional | open | operational | 232
BG-8-8 | BG-8 | Maritsa East 2 unit 8 | Maritsa East 2 | Bulgaria | EU | lignite | Bulgarian Energy Holding (BEH) | 1995 |  |  | no | no | conventional | open | operational | 232
BG-9-1 | BG-9 | ContourGlobal Maritsa East 3 1 | ContourGlobal Maritsa East 3 | Bulgaria | EU | lignite | ContourGlobal | 1978 |  |  | no | no | conventional | open | operational | 227
BG-9-2 | BG-9 | ContourGlobal Maritsa East 3 2 | ContourGlobal Maritsa East 3 | Bulgaria | EU | lignite | ContourGlobal | 1979 |  |  | no | no | conventional | open | operational | 227
BG-9-3 | BG-9 | ContourGlobal Maritsa East 3 3 | ContourGlobal Maritsa East 3 | Bulgaria | EU | lignite | ContourGlobal | 1980 |  |  | no | no | conventional | open | operational | 227
BG-9-4 | BG-9 | ContourGlobal Maritsa East 3 4 | ContourGlobal Maritsa East 3 | Bulgaria | EU | lignite | ContourGlobal | 1981 |  |  | no | no | conventional | open | operational | 227
BG-10-1 | BG-10 | Republika (Pernik) 1 | Republika (Pernik) | Bulgaria | EU | lignite | Bingham Management | 1951 | 2009 | 2009-12-31 | no | no | chp | retired or fuel switch | retired | 25
BG-10-2 | BG-10 | Republika (Pernik) 2 | Republika (Pernik) | Bulgaria | EU | lignite | Bingham Management | 1956 | 2009 | 2009-12-31 | no | no | chp | retired or fuel switch | retired | 25
BG-10-4 | BG-10 | Republika (Pernik) 4 | Republika (Pernik) | Bulgaria | EU | lignite | Bingham Management | 1963 |  |  | no | no | chp | open | operational | 25
BG-10-5 | BG-10 | Republika (Pernik) 5 | Republika (Pernik) | Bulgaria | EU | lignite | Bingham Management | 1951 |  |  | no | no | chp | open | operational | 105
BG-11-1 | BG-11 | Ruse Iztok 1 | Ruse Iztok | Bulgaria | EU | hard coal | Toplofikacia Ruse AD | 1964 |  |  | no | no | chp | open | deactivated | 30
BG-11-2 | BG-11 | Ruse Iztok 2 | Ruse Iztok | Bulgaria | EU | hard coal | Toplofikacia Ruse AD | 1964 |  |  | no | no | chp | open | deactivated | 30
BG-11-3 | BG-11 | Ruse Iztok 3 (steam generator 4) | Ruse Iztok | Bulgaria | EU | hard coal | Toplofikacia Ruse AD | 1966 |  |  | no | no | conventional | open | deactivated | 110
BG-11-4 | BG-11 | Ruse Iztok 4 (steam generator 5) | Ruse Iztok | Bulgaria | EU | hard coal | Toplofikacia Ruse AD | 1971 |  |  | no | no | conventional | open | operational | 110
BG-11-5 | BG-11 | Ruse Iztok 5 (steam generator 7) | Ruse Iztok | Bulgaria | EU | hard coal | Toplofikacia Ruse AD | 1985 |  |  | no | no | chp | open | operational | 60
BG-11-6 | BG-11 | Ruse Iztok 6 (steam generator 8) | Ruse Iztok | Bulgaria | EU | hard coal | Toplofikacia Ruse AD | 1985 |  |  | no | no | chp | open | operational | 60
BG-14-1 | BG-14 | Brikel 1 | Brikel | Bulgaria | EU | lignite | Bakkar | 1964 |  |  | no | no | conventional | open | operational | 60
BG-14-2 | BG-14 | Brikel 2 | Brikel | Bulgaria | EU | lignite | Bakkar | 1964 |  |  | no | no | conventional | open | operational | 60
BG-14-3 | BG-14 | Brikel 3 | Brikel | Bulgaria | EU | lignite | Bakkar | 1964 |  |  | no | no | conventional | open | operational | 60
BG-14-4 | BG-14 | Brikel 4 | Brikel | Bulgaria | EU | lignite | Bakkar | 1964 |  |  | no | no | conventional | open | standby | 60
BG-14-5 | BG-14 | Brikel 5 | Brikel | Bulgaria | EU | lignite | Bakkar | 1964 |  |  | no | no | conventional | open | deactivated | 60
BG-14-6 | BG-14 | Brikel 6 | Brikel | Bulgaria | EU | lignite | Bakkar | 1964 |  |  | no | no | conventional | open | deactivated | 60
BG-17-1 | BG-17 | Sliven 1 | Sliven | Bulgaria | EU | lignite | Toplofikacia Sliven EAD | 1969 |  |  | no | no | chp | open | operational | 30
BG-17-2 | BG-17 | Sliven 2 | Sliven | Bulgaria | EU | lignite | Toplofikacia Sliven EAD | 1969 |  |  | no | no | chp | open | deactivated | 15
CZ-2-2 | CZ-2 | Ledvice II 2 | Ledvice II | Czech Republic | EU | lignite | CEZ | 1969 | 2020 | 2020-05-15 | no | no | chp | retired or fuel switch | retired | 110
CZ-2-3 | CZ-2 | Ledvice II 3 | Ledvice II | Czech Republic | EU | lignite | CEZ | 1969 | 2020 | 2020-05-15 | no | no | chp | retired or fuel switch | retired | 110
CZ-2-4 | CZ-2 | Ledvice III 1 | Ledvice III | Czech Republic | EU | lignite | CEZ | 1969 |  |  | no | no | chp | open | operational | 110
CZ-2-5 | CZ-2 | Ledvice III NZ | Ledvice III | Czech Republic | EU | lignite | CEZ | 2020 |  |  | no | no | chp | open | operational | 660
CZ-6-1 | CZ-6 | Chvaletice 1 | Chvaletice | Czech Republic | EU | lignite | Severní Energetická a.s. | 1979 |  |  | no | no | chp | open | operational | 205
CZ-6-2 | CZ-6 | Chvaletice 2 | Chvaletice | Czech Republic | EU | lignite | Severní Energetická a.s. | 1979 |  |  | no | no | chp | open | operational | 205
CZ-6-3 | CZ-6 | Chvaletice 3 | Chvaletice | Czech Republic | EU | lignite | Severní Energetická a.s. | 1979 |  |  | no | no | chp | open | retrofitting | 205
CZ-6-4 | CZ-6 | Chvaletice 4 | Chvaletice | Czech Republic | EU | lignite | Severní Energetická a.s. | 1979 |  |  | no | no | chp | open | retrofitting | 205
CZ-7-1 | CZ-7 | Detmarovice 1 | Detmarovice | Czech Republic | EU | hard coal | CEZ | 1976 | 2019 | 2019-10-14 | no | no | chp | retired or fuel switch | retired | 200
CZ-7-2 | CZ-7 | Detmarovice 2 | Detmarovice | Czech Republic | EU | hard coal | CEZ | 1976 | 2022 | 2019-10-14 | yes | no | chp | open | operational | 200
CZ-7-3 | CZ-7 | Detmarovice 3 | Detmarovice | Czech Republic | EU | hard coal | CEZ | 1976 | 2022 | 2021-04-06 | yes | no | chp | open | operational | 200
CZ-7-4 | CZ-7 | Detmarovice 4 | Detmarovice | Czech Republic | EU | hard coal | CEZ | 1976 | 2022 | 2021-04-06 | yes | no | chp | open | operational | 200
CZ-8-5 | CZ-8 | Hodonin 1 | Hodonin | Czech Republic | EU | lignite | CEZ | 1957 |  |  | no | no | heat | open | operational | 50
CZ-8-6 | CZ-8 | Hodonin 2 | Hodonin | Czech Republic | EU | lignite | CEZ | 1957 |  |  | no | no | heat | open | operational | 57
CZ-9-1 | CZ-9 | Melnik I 1 | Melnik I | Czech Republic | EU | lignite | CEZ | 1960 |  |  | no | no | heat | open | operational | 60
CZ-9-2 | CZ-9 | Melnik I 2 | Melnik I | Czech Republic | EU | lignite | CEZ | 1960 |  |  | no | no | heat | open | operational | 60
CZ-9-3 | CZ-9 | Melnik I 3 | Melnik I | Czech Republic | EU | lignite | CEZ | 1960 |  |  | no | no | heat | open | operational | 60
CZ-9-4 | CZ-9 | Melnik I 4 | Melnik I | Czech Republic | EU | lignite | CEZ | 1960 |  |  | no | no | heat | open | operational | 60
CZ-10-3 | CZ-10 | Melnik II/III II 1 | Melnik II/III | Czech Republic | EU | lignite | CEZ | 1971 | 2020 | 2019-03-28 | no | no | chp | retired or fuel switch | retired | 110
CZ-10-4 | CZ-10 | Melnik II/III II 2 | Melnik II/III | Czech Republic | EU | lignite | CEZ | 1971 | 2021 | 2019-10-04 | yes | no | chp | open | operational | 110
CZ-10-5 | CZ-10 | Melnik II/III III | Melnik II/III | Czech Republic | EU | lignite | CEZ | 1981 | 2021 | 2019-09-11 | yes | no | chp | open | operational | 500
CZ-12-3 | CZ-12 | Prunerov I 3 | Prunerov | Czech Republic | EU | lignite | CEZ | 1968 | 2020 | 2019-03-27 | no | no | chp | retired or fuel switch | retired | 110
CZ-12-4 | CZ-12 | Prunerov I 4 | Prunerov | Czech Republic | EU | lignite | CEZ | 1968 | 2020 | 2019-03-27 | no | no | chp | retired or fuel switch | retired | 110
CZ-12-5 | CZ-12 | Prunerov I 5 | Prunerov | Czech Republic | EU | lignite | CEZ | 1968 | 2020 | 2019-03-27 | no | no | chp | retired or fuel switch | retired | 110
CZ-12-6 | CZ-12 | Prunerov I 6 | Prunerov | Czech Republic | EU | lignite | CEZ | 1968 | 2020 | 2019-03-27 | no | no | chp | retired or fuel switch | retired | 110
CZ-12-7 | CZ-12 | Prunerov II 21 | Prunerov | Czech Republic | EU | lignite | CEZ | 1982 | 2016 | 2016-12-31 | no | no | chp | retired or fuel switch | retired | 210
CZ-12-8 | CZ-12 | Prunerov II 22 | Prunerov | Czech Republic | EU | lignite | CEZ | 1982 | 2016 | 2016-12-31 | no | no | chp | retired or fuel switch | retired | 210
CZ-12-9 | CZ-12 | Prunerov II 23 | Prunerov | Czech Republic | EU | lignite | CEZ | 1982 |  |  | no | no | chp | open | operational | 250
CZ-12-10 | CZ-12 | Prunerov II 24 | Prunerov | Czech Republic | EU | lignite | CEZ | 1982 |  |  | no | no | chp | open | operational | 250
CZ-12-11 | CZ-12 | Prunerov II 25 | Prunerov | Czech Republic | EU | lignite | CEZ | 1982 |  |  | no | no | chp | open | operational | 250
CZ-15-1 | CZ-15 | Tusimice 1 | Tusimice | Czech Republic | EU | lignite | CEZ | 1974 |  |  | no | no | chp | open | operational | 200
CZ-15-2 | CZ-15 | Tusimice 2 | Tusimice | Czech Republic | EU | lignite | CEZ | 1974 |  |  | no | no | chp | open | operational | 200
CZ-15-3 | CZ-15 | Tusimice 3 | Tusimice | Czech Republic | EU | lignite | CEZ | 1974 |  |  | no | no | chp | open | operational | 200
CZ-15-4 | CZ-15 | Tusimice 4 | Tusimice | Czech Republic | EU | lignite | CEZ | 1974 |  |  | no | no | chp | open | operational | 200
CZ-16-2 | CZ-16 | Teplarna Ceskoslovenske Armady (CSA) | Teplarna Ceskoslovenske Armady (CSA) | Czech Republic | EU | hard coal | Veolia | 1952 | 8888 | 2019-08-28 | yes | no | chp | open | operational | 24
CZ-17-1 | CZ-17 | Karvina 1 | Karvina | Czech Republic | EU | hard coal | Veolia | 1970 | 2026 | 2021-02-18 | yes | no | chp | open | operational | 55
CZ-18-1 | CZ-18 | Kladno TG9 (unit 3) | Kladno | Czech Republic | EU | lignite | Alpiq Generation | 1976 | 2014 | 2014-12-31 | no | no | chp | retired or fuel switch | retired | 28
CZ-18-2 | CZ-18 | Kladno TG12 (unit 3) | Kladno | Czech Republic | EU | lignite | Alpiq Generation | 1998 | 2014 | 2014-12-31 | no | no | chp | retired or fuel switch | retired | 6
CZ-18-3 | CZ-18 | Kladno TG4 (unit 4) | Kladno | Czech Republic | EU | lignite | Severní Energetická a.s. | 2000 |  |  | no | no | chp | open | operational | 135
CZ-18-4 | CZ-18 | Kladno TG5 (unit 5) | Kladno | Czech Republic | EU | lignite | Severní Energetická a.s. | 2000 |  |  | no | no | chp | open | operational | 135
CZ-18-6 | CZ-18 | Kladno TG7 (unit 7) | Kladno | Czech Republic | EU | lignite | Severní Energetická a.s. | 2014 |  |  | no | no | chp | open | operational | 136
CZ-19-1 | CZ-19 | Kolin K5 | Kolin | Czech Republic | EU | lignite | Veolia | 1964 |  |  | no | no | chp | open | operational | 4
CZ-19-2 | CZ-19 | Kolin K6 | Kolin | Czech Republic | EU | lignite | Veolia | 1984 |  |  | no | no | chp | open | operational | 12
CZ-19-3 | CZ-19 | Kolin K7 | Kolin | Czech Republic | EU | lignite | Veolia | 1964 |  |  | no | no | chp | open | operational | 1
CZ-22-1 | CZ-22 | Sko-Energo TG 90 | Sko-Energo | Czech Republic | EU | lignite | ŠKO-ENERGO s.r.o. | 1999 |  |  | no | no | chp | open | operational | 35
CZ-22-2 | CZ-22 | Sko-Energo TG 80 | Sko-Energo | Czech Republic | EU | lignite | ŠKO-ENERGO s.r.o. | 1999 |  |  | no | no | chp | open | operational | 35
CZ-24-1 | CZ-24 | Komorany I 1 | Komorany | Czech Republic | EU | lignite | EPH | 1951 |  |  | no | no | industrial | open | operational | 32
CZ-24-2 | CZ-24 | Komorany I 2 | Komorany | Czech Republic | EU | lignite | EPH | 1951 |  |  | no | no | industrial | open | operational | 32
CZ-24-3 | CZ-24 | Komorany II 7 | Komorany | Czech Republic | EU | lignite | EPH | 1959 |  |  | no | no | industrial | open | operational | 32
CZ-24-4 | CZ-24 | Komorany I 3 | Komorany | Czech Republic | EU | lignite | EPH | 1951 |  |  | no | no | industrial | open | operational | 20
CZ-24-5 | CZ-24 | Komorany III 8 | Komorany | Czech Republic | EU | lignite | EPH | 1964 |  |  | no | no | industrial | open | operational | 32
CZ-24-6 | CZ-24 | Komorany II 4 | Komorany | Czech Republic | EU | lignite | EPH | 1955 |  |  | no | no | industrial | open | operational | 22
CZ-24-7 | CZ-24 | Komorany II 5 | Komorany | Czech Republic | EU | lignite | EPH | 1955 |  |  | no | no | industrial | open | operational | 35
CZ-24-8 | CZ-24 | Komorany II 6 | Komorany | Czech Republic | EU | lignite | EPH | 1958 |  |  | no | no | industrial | open | operational | 34
CZ-26-1 | CZ-26 | Olomouc | Olomouc | Czech Republic | EU | hard coal | Veolia | 1952 |  |  | no | no | chp | open | operational | 50
CZ-29-1 | CZ-29 | Trebovice TG 33 | Trebovice | Czech Republic | EU | hard coal | Veolia | 1964 |  |  | no | no | chp | open | operational | 33
CZ-29-2 | CZ-29 | Trebovice TG 15 | Trebovice | Czech Republic | EU | hard coal | Veolia | 1998 |  |  | no | no | chp | open | operational | 72
CZ-29-3 | CZ-29 | Trebovice TG 16 | Trebovice | Czech Republic | EU | hard coal | Veolia | 2004 |  |  | no | no | chp | open | operational | 72
CZ-30-2 | CZ-30 | Zavod 4 K5 | Zavod 4 | Czech Republic | EU | lignite | TAMEH Czech | 1970 |  |  | no | no | industrial | open | operational | 25
CZ-30-3 | CZ-30 | Zavod 4 K6 | Zavod 4 | Czech Republic | EU | lignite | TAMEH Czech | 1970 |  |  | no | no | industrial | open | operational | 25
CZ-30-4 | CZ-30 | Zavod 4 K7 | Zavod 4 | Czech Republic | EU | lignite | TAMEH Czech | 1970 |  |  | no | no | industrial | open | operational | 25
CZ-30-5 | CZ-30 | Zavod 4 K8 | Zavod 4 | Czech Republic | EU | lignite | TAMEH Czech | 1970 |  |  | no | no | industrial | open | operational | 25
CZ-30-6 | CZ-30 | Zavod 4 K9 | Zavod 4 | Czech Republic | EU | lignite | TAMEH Czech | 1970 |  |  | no | no | industrial | open | operational | 18
CZ-30-7 | CZ-30 | Zavod 4 K10 | Zavod 4 | Czech Republic | EU | lignite | TAMEH Czech | 1970 |  |  | no | no | industrial | open | operational | 18
CZ-30-8 | CZ-30 | Zavod 4 K11 | Zavod 4 | Czech Republic | EU | lignite | TAMEH Czech | 1970 |  |  | no | no | industrial | open | operational | 19
CZ-31-1 | CZ-31 | Vitkovice 1 | Vitkovice | Czech Republic | EU | hard coal | CEZ | 1970 | 2020 | 2019-04-24 | no | no | industrial | retired or fuel switch | retired | 16
CZ-31-2 | CZ-31 | Vitkovice 2 | Vitkovice | Czech Republic | EU | hard coal | CEZ | 1970 | 2020 | 2019-04-24 | no | no | industrial | retired or fuel switch | retired | 16
CZ-31-3 | CZ-31 | Vitkovice 3 | Vitkovice | Czech Republic | EU | hard coal | CEZ | 1970 | 2017 | 2017-12-31 | no | no | industrial | retired or fuel switch | retired | 22
CZ-31-4 | CZ-31 | Vitkovice Evi | Vitkovice | Czech Republic | EU | hard coal | CEZ | 1970 | 2014 | 2014-12-31 | no | no | industrial | retired or fuel switch | retired | 25
CZ-32-1 | CZ-32 | Otrokovice K1 | Otrokovice | Czech Republic | EU | lignite | LAMA ENERGY GROUP | 1970 |  |  | no | no | chp | open | operational | 25
CZ-32-2 | CZ-32 | Otrokovice K2 | Otrokovice | Czech Republic | EU | lignite | LAMA ENERGY GROUP | 1970 |  |  | no | no | chp | open | operational | 25
CZ-33-1 | CZ-33 | Opatovice 1 | Opatovice | Czech Republic | EU | lignite | EPH | 1960 |  |  | no | no | chp | open | operational | 60
CZ-33-2 | CZ-33 | Opatovice 2 | Opatovice | Czech Republic | EU | lignite | EPH | 1960 |  |  | no | no | chp | open | operational | 60
CZ-33-3 | CZ-33 | Opatovice 3 | Opatovice | Czech Republic | EU | lignite | EPH | 1960 |  |  | no | no | heat | open | operational | 60
CZ-33-4 | CZ-33 | Opatovice 4 | Opatovice | Czech Republic | EU | lignite | EPH | 1960 |  |  | no | no | chp | open | operational | 60
CZ-33-5 | CZ-33 | Opatovice 5 | Opatovice | Czech Republic | EU | lignite | EPH | 1960 |  |  | no | no | heat | open | operational | 60
CZ-33-6 | CZ-33 | Opatovice 6 | Opatovice | Czech Republic | EU | lignite | EPH | 1960 |  |  | no | no | heat | open | operational | 60
CZ-36-2 | CZ-36 | Plana | Plana | Czech Republic | EU | lignite | C-Energy Bohemia spol. s r.o. | 1961 | 2021 | 2021-02-18 | no | no | chp | retired or fuel switch | no longer coal | 46
CZ-37-1 | CZ-37 | Plzen 1 | Plzen | Czech Republic | EU | lignite | Plzeňská teplárenská a.s. | 1982 |  |  | no | no | chp | open | operational | 70
CZ-37-2 | CZ-37 | Plzen 2 | Plzen | Czech Republic | EU | lignite | Plzeňská teplárenská a.s. | 1998 |  |  | no | no | chp | open | operational | 67
CZ-38-2 | CZ-38 | Pocerady I 2 | Pocerady | Czech Republic | EU | lignite | CEZ | 1971 |  |  | no | no | conventional | open | operational | 200
CZ-38-3 | CZ-38 | Pocerady I 3 | Pocerady | Czech Republic | EU | lignite | CEZ | 1972 |  |  | no | no | conventional | open | operational | 200
CZ-38-4 | CZ-38 | Pocerady I 4 | Pocerady | Czech Republic | EU | lignite | CEZ | 1972 |  |  | no | no | conventional | open | operational | 200
CZ-38-5 | CZ-38 | Pocerady II 1 | Pocerady | Czech Republic | EU | lignite | CEZ | 1977 |  |  | no | no | conventional | open | operational | 200
CZ-38-6 | CZ-38 | Pocerady II 2 | Pocerady | Czech Republic | EU | lignite | CEZ | 1977 |  |  | no | no | conventional | open | standby | 200
CZ-40-1 | CZ-40 | Chomutov K4 | Chomutov | Czech Republic | EU | lignite | Actherm | 1979 |  |  | no | no | chp | open | operational | 6
CZ-40-2 | CZ-40 | Chomutov K3 | Chomutov | Czech Republic | EU | lignite | Actherm | 1966 |  |  | no | no | chp | open | operational | 20
CZ-41-3 | CZ-41 | Malesice III | Malesice | Czech Republic | EU | hard coal | Pražská teplárenská a.s. | 1969 |  |  | no | no | chp | open | operational | 55
CZ-41-4 | CZ-41 | Malesice II | Malesice | Czech Republic | EU | hard coal | Pražská teplárenská a.s. | 1969 |  |  | no | no | chp | open | operational | 110
CZ-42-1 | CZ-42 | Prerov K4-5 | Prerov | Czech Republic | EU | hard coal | Veolia | 1976 | 8888 | 2019-08-27 | yes | no | chp | open | operational | 20
CZ-42-2 | CZ-42 | Prerov K1-3 | Prerov | Czech Republic | EU | hard coal | Veolia | 1966 | 8888 | 2019-08-27 | yes | no | chp | open | operational | 41
CZ-43-1 | CZ-43 | Pribram 1 | Pribram | Czech Republic | EU | lignite | EnergoFuture | 1995 |  |  | no | no | heat | open | operational | 4
CZ-43-2 | CZ-43 | Pribram 2 | Pribram | Czech Republic | EU | lignite | EnergoFuture | 1996 |  |  | no | no | heat | open | operational | 38
CZ-44-2 | CZ-44 | Tisova I 2 | Tisova | Czech Republic | EU | lignite | Sokolovská Uhelná AS | 1958 |  |  | no | no | chp | open | operational | 57
CZ-44-3 | CZ-44 | Tisova I 3 | Tisova | Czech Republic | EU | lignite | Sokolovská Uhelná AS | 1958 |  |  | no | no | heat | open | operational | 57
CZ-44-4 | CZ-44 | Tisova I 4 | Tisova | Czech Republic | EU | lignite | Sokolovská Uhelná AS | 1958 |  |  | no | no | heat | open | operational | 57
CZ-44-5 | CZ-44 | Tisova I 5 | Tisova | Czech Republic | EU | lignite | Sokolovská Uhelná AS | 1959 |  |  | no | no | heat | open | operational | 13
CZ-44-8 | CZ-44 | Tisova II 3 | Tisova | Czech Republic | EU | lignite | Sokolovská Uhelná AS | 1962 |  |  | no | no | conventional | open | operational | 105
CZ-53-1 | CZ-53 | Porici II 1 | Porici II | Czech Republic | EU | lignite | CEZ | 1996 |  |  | no | no | heat | open | operational | 55
CZ-53-2 | CZ-53 | Porici II 2 | Porici II | Czech Republic | EU | lignite | CEZ | 1957 | 2021 | 2020-08-10 | yes | no | chp | open | standby | 55
CZ-53-3 | CZ-53 | Porici II 3 | Porici II | Czech Republic | EU | lignite | CEZ | 1998 |  |  | no | no | heat | open | operational | 55
CZ-59-1 | CZ-59 | Zlin TG1 | Zlin | Czech Republic | EU | lignite | Alpiq Generation | 1938 | 2011 | 2011-12-31 | no | no | chp | retired or fuel switch | retired | 5
CZ-59-2 | CZ-59 | Zlin TG2 | Zlin | Czech Republic | EU | lignite | Severní Energetická a.s. | 1996 |  |  | no | no | chp | open | standby | 6
CZ-59-3 | CZ-59 | Zlin TG31 | Zlin | Czech Republic | EU | lignite | Severní Energetická a.s. | 2001 |  |  | no | no | chp | open | operational | 25
CZ-59-4 | CZ-59 | Zlin TG32 | Zlin | Czech Republic | EU | lignite | Severní Energetická a.s. | 2001 |  |  | no | no | chp | open | operational | 30
CZ-61-1 | CZ-61 | Plzenska energetika ELU III K1 | Plzenska energetika ELU III | Czech Republic | EU | lignite | EPH | 1960 |  |  | no | no | chp | open | operational | 32
CZ-61-2 | CZ-61 | Plzenska energetika ELU III K3 | Plzenska energetika ELU III | Czech Republic | EU | lignite | EPH | 1984 |  |  | no | no | chp | open | operational | 32
CZ-61-3 | CZ-61 | Plzenska energetika ELU III K4 | Plzenska energetika ELU III | Czech Republic | EU | lignite | EPH | 1997 |  |  | no | no | chp | open | operational | 26
CZ-65-1 | CZ-65 | Koprivnice TG3 | Koprivnice | Czech Republic | EU | hard coal | Komterm | 1970 |  |  | no | no | chp | open | operational | 9
CZ-65-2 | CZ-65 | Koprivnice TG4 | Koprivnice | Czech Republic | EU | hard coal | Komterm | 1970 |  |  | no | no | chp | open | operational | 9
CZ-67-1 | CZ-67 | Marianske Hory | Marianske | Czech Republic | EU | hard coal | Veolia | 1970 | 2008 | 2008-12-31 | no | no | chp | retired or fuel switch | retired | 30
CZ-76-1 | CZ-76 | Trmice 1 | Trmice | Czech Republic | EU | lignite | CEZ | 1974 |  |  | no | no | heat | open | operational | 1
CZ-76-2 | CZ-76 | Trmice 2 | Trmice | Czech Republic | EU | lignite | CEZ | 1974 |  |  | no | no | heat | open | operational | 16
CZ-76-3 | CZ-76 | Trmice 3 | Trmice | Czech Republic | EU | lignite | CEZ | 1974 |  |  | no | no | heat | open | operational | 20
CZ-76-4 | CZ-76 | Trmice 4 | Trmice | Czech Republic | EU | lignite | CEZ | 1974 |  |  | no | no | heat | open | operational | 20
CZ-76-5 | CZ-76 | Trmice 5 | Trmice | Czech Republic | EU | lignite | CEZ | 1974 |  |  | no | no | heat | open | operational | 16
CZ-76-6 | CZ-76 | Trmice 6 | Trmice | Czech Republic | EU | lignite | CEZ | 1974 |  |  | no | no | heat | open | operational | 16
CZ-77-1 | CZ-77 | Vresova 1 | Vresova | Czech Republic | EU | lignite | Sokolovská Uhelná AS | 1995 | 2020 | 2020-08-31 | no | no | chp | retired or fuel switch | no longer coal | 200
CZ-77-2 | CZ-77 | Vresova 2 | Vresova | Czech Republic | EU | lignite | Sokolovská Uhelná AS | 1996 | 2020 | 2020-08-31 | no | no | chp | retired or fuel switch | no longer coal | 200
CZ-78-1 | CZ-78 | Melnik V | Melnik | Czech Republic | EU | lignite | CEZ |  |  |  | no | no | chp | new coal inactive | cancelled | 110
CZ-79-1 | CZ-79 | Karvina power station | Karvina power station | Czech Republic | EU | hard coal | Veolia |  |  |  | no | no | chp | new coal inactive | cancelled | 55
DE-8-4 | DE-8 | Altbach/Deizisau 1 | Altbach/Deizisau | Germany | EU | hard coal | EnBW | 1985 | 8888 | 2020-07-03 | yes | no | chp | open | standby | 379
DE-8-5 | DE-8 | Altbach/Deizisau 2 | Altbach/Deizisau | Germany | EU | hard coal | EnBW | 1997 | 8888 | 2020-07-03 | yes | no | chp | open | operational | 476
DE-13-1 | DE-13 | Niederaussem A | Niederaussem | Germany | EU | lignite | RWE | 1963 | 2012 | 2012-12-31 | no | no | conventional | retired or fuel switch | retired | 136
DE-13-2 | DE-13 | Niederaussem B | Niederaussem | Germany | EU | lignite | RWE | 1963 | 2012 | 2012-12-31 | no | no | conventional | retired or fuel switch | retired | 136
DE-13-3 | DE-13 | Niederaussem C | Niederaussem | Germany | EU | lignite | RWE | 1965 | 2021 | 2020-07-03 | yes | no | conventional | open | operational | 335
DE-13-4 | DE-13 | Niederaussem D | Niederaussem | Germany | EU | lignite | RWE | 1968 | 2020 | 2020-07-03 | no | no | conventional | retired or fuel switch | retired | 320
DE-13-5 | DE-13 | Niederaussem E | Niederaussem | Germany | EU | lignite | RWE | 1970 | 2022 | 2016-10-24 | yes | no | conventional | open | deactivated | 315
DE-13-6 | DE-13 | Niederaussem F | Niederaussem | Germany | EU | lignite | RWE | 1971 | 2022 | 2016-10-24 | yes | no | conventional | open | deactivated | 320
DE-13-7 | DE-13 | Niederaussem G | Niederaussem | Germany | EU | lignite | RWE | 1974 | 2029 | 2020-07-03 | yes | no | chp | open | operational | 687
DE-13-8 | DE-13 | Niederaussem H | Niederaussem | Germany | EU | lignite | RWE | 1974 | 2033 |  | yes | no | conventional | open | operational | 687
DE-13-9 | DE-13 | Niederaussem K | Niederaussem | Germany | EU | lignite | RWE | 2002 | 2038 |  | yes | no | conventional | open | operational | 1012
DE-13-10 | DE-13 | Niederaussem (BoAplus) Unit L | Niederaussem (BoAplus) | Germany | EU | lignite | RWE |  |  |  | no | no | conventional | new coal inactive | cancelled | 1100
DE-14-1 | DE-14 | Bergkamen A | Bergkamen | Germany | EU | hard coal | Steag | 1981 | 8888 | 2020-07-03 | yes | no | chp | open | operational | 780
DE-17-3 | DE-17 | Berlin-Moabit A | Berlin-Moabit | Germany | EU | hard coal | Vattenfall | 1990 | 2030 | 2017-10-19 | yes | no | chp | open | operational | 100
DE-19-1 | DE-19 | Berlin-Klingenberg | Berlin-Klingenberg | Germany | EU | lignite | Vattenfall | 1986 | 2017 | 2017-07-01 | no | no | heat | retired or fuel switch | no longer coal | 188
DE-20-3 | DE-20 | Berlin-Reuter C | Berlin-Reuter | Germany | EU | hard coal | Vattenfall | 1969 | 2019 | 2017-11-06 | no | no | chp | retired or fuel switch | retired | 132
DE-21-1 | DE-21 | Berlin-Reuter West D | Berlin-Reuter West | Germany | EU | hard coal | Vattenfall | 1987 | 2030 | 2017-10-19 | yes | no | chp | open | operational | 300
DE-21-2 | DE-21 | Berlin-Reuter West E | Berlin-Reuter West | Germany | EU | hard coal | Vattenfall | 1988 | 2030 | 2017-10-19 | yes | no | chp | open | operational | 300
DE-24-2 | DE-24 | Bexbach | Bexbach | Germany | EU | hard coal | Steag | 1983 | 8888 | 2020-07-03 | yes | no | conventional | open | standby | 780
DE-25-2 | DE-25 | Bielefeld 2 | Bielefeld | Germany | EU | hard coal | City of Bielefeld | 1980 | 2012 | 2012-12-31 | no | no | chp | retired or fuel switch | no longer coal | 12
DE-25-3 | DE-25 | Bielefeld 3 | Bielefeld | Germany | EU | hard coal | City of Bielefeld | 1980 | 2012 | 2012-12-31 | no | no | chp | retired or fuel switch | no longer coal | 17
DE-25-4 | DE-25 | Bielefeld 4 | Bielefeld | Germany | EU | hard coal | City of Bielefeld | 1980 | 2012 | 2012-12-31 | no | no | chp | retired or fuel switch | no longer coal | 25
DE-28-1 | DE-28 | Lippendorf R | Lippendorf | Germany | EU | lignite | EPH | 2000 | 2035 |  | yes | no | chp | open | operational | 934
DE-28-2 | DE-28 | Lippendorf S | Lippendorf | Germany | EU | lignite | EnBW | 1999 | 2035 |  | yes | no | chp | open | operational | 934
DE-29-1 | DE-29 | Deuben | Deuben | Germany | EU | hard coal | EPH | 1936 | 2021 | 2021-03-31 | yes | no | chp | open | operational | 86
DE-32-13 | DE-32 | Boxberg N | Boxberg | Germany | EU | lignite | EPH | 1979 | 2029 | 2020-07-03 | yes | no | chp | open | operational | 500
DE-32-14 | DE-32 | Boxberg P | Boxberg | Germany | EU | lignite | EPH | 1980 | 2029 | 2020-07-03 | yes | no | chp | open | operational | 500
DE-32-15 | DE-32 | Boxberg Q | Boxberg | Germany | EU | lignite | EPH | 2000 | 2038 |  | yes | no | chp | open | operational | 907
DE-32-16 | DE-32 | Boxberg R | Boxberg | Germany | EU | lignite | EPH | 2012 | 2038 |  | yes | no | conventional | open | operational | 675
DE-33-1 | DE-33 | Braunschweig 1 | Braunschweig | Germany | EU | hard coal | Veolia | 1984 | 8888 | 2020-07-03 | yes | no | heat | open | operational | 78
DE-34-5 | DE-34 | Bremen-Hafen 5 | Bremen-Hafen | Germany | EU | hard coal | swb AG | 1968 | 2016 | 2018-03-05 | no | no | chp | retired or fuel switch | retired | 337
DE-34-6 | DE-34 | Bremen-Hafen 6 | Bremen-Hafen | Germany | EU | hard coal | swb AG | 1979 | 2021 | 2020-07-03 | yes | no | chp | open | deactivated | 326
DE-35-1 | DE-35 | Bremen-Farge | Bremen-Farge | Germany | EU | hard coal | Riverstone | 1969 | 8888 | 2020-07-03 | yes | no | conventional | open | operational | 380
DE-37-1 | DE-37 | Bremen-Hastedt 15 | Bremen-Hastedt | Germany | EU | hard coal | swb AG | 1989 | 2022 | 2020-05-08 | yes | no | chp | open | operational | 129
DE-43-1 | DE-43 | Chemnitz North II B | Chemnitz North II | Germany | EU | lignite | City of Chemnitz | 1988 | 8888 | 2020-07-03 | yes | no | chp | open | operational | 67
DE-43-2 | DE-43 | Chemnitz North II C | Chemnitz North II | Germany | EU | lignite | City of Chemnitz | 1990 | 8888 | 2020-07-03 | yes | no | chp | open | operational | 100
DE-48-1 | DE-48 | Cottbus 1 | Cottbus | Germany | EU | lignite | Stadtwerke Cottbus GmbH | 1999 | 2022 | 2018-09-07 | yes | no | chp | open | operational | 82
DE-50-1 | DE-50 | Datteln 1 | Datteln | Germany | EU | hard coal | Uniper | 1964 | 2013 | 2013-12-31 | no | no | chp | retired or fuel switch | retired | 100
DE-50-2 | DE-50 | Datteln 2 | Datteln | Germany | EU | hard coal | Uniper | 1964 | 2013 | 2013-12-31 | no | no | chp | retired or fuel switch | retired | 100
DE-50-3 | DE-50 | Datteln 3 | Datteln | Germany | EU | hard coal | Uniper | 1969 | 2013 | 2013-12-31 | no | no | conventional | retired or fuel switch | retired | 119
DE-51-1 | DE-51 | Dessau | Dessau | Germany | EU | lignite | Stadtwerke Dessau | 1996 | 2019 | 2018-10-15 | no | no | chp | retired or fuel switch | retired | 53
DE-58-3 | DE-58 | Dortmund Gustav Knepper C | Dortmund Gustav Knepper | Germany | EU | hard coal | Uniper | 1971 | 2014 | 2014-12-31 | no | no | chp | retired or fuel switch | retired | 364
DE-64-1 | DE-64 | Duisburg-Hochfeld I CFBC | Duisburg-Hochfeld | Germany | EU | hard coal | Duisburger Versorgungs- und Verkehrsgesellschaft mbH (DVV) | 1985 | 2018 | 2018-03-06 | no | no | chp | retired or fuel switch | retired | 102
DE-64-2 | DE-64 | Duisburg-Hochfeld II B | Duisburg-Hochfeld | Germany | EU | hard coal | Duisburger Versorgungs- und Verkehrsgesellschaft mbH (DVV) | 1965 | 2012 | 2012-12-31 | no | no | chp | retired or fuel switch | retired | 145
DE-67-4 | DE-67 | Duisburg-Walsum 7 | Duisburg-Walsum | Germany | EU | hard coal | Steag | 1959 | 2014 | 2014-12-31 | no | no | conventional | retired or fuel switch | retired | 140
DE-67-6 | DE-67 | Duisburg-Walsum 9 | Duisburg-Walsum | Germany | EU | hard coal | Steag | 1988 | 2021 | 2020-07-03 | yes | no | chp | open | deactivated | 410
DE-67-7 | DE-67 | Duisburg-Walsum 10 | Duisburg-Walsum | Germany | EU | hard coal | Steag | 2013 | 9999 |  | yes | no | conventional | open | operational | 790
DE-77-1 | DE-77 | Ensdorf 1 | Ensdorf | Germany | EU | hard coal | RWE | 1963 | 2017 | 2017-07-20 | no | no | chp | retired or fuel switch | retired | 120
DE-77-2 | DE-77 | Ensdorf 3 | Ensdorf | Germany | EU | hard coal | RWE | 1971 | 2017 | 2017-07-20 | no | no | conventional | retired or fuel switch | retired | 310
DE-79-2 | DE-79 | Erlangen Boiler 6 ST2 | Erlangen | Germany | EU | hard coal | City of Erlangen | 1980 | 2020 | 2019-04-24 | no | no | chp | retired or fuel switch | retired | 18
DE-81-3 | DE-81 | Weisweiler C | Weisweiler | Germany | EU | lignite | RWE | 1955 | 2012 | 2012-12-31 | no | no | chp | retired or fuel switch | retired | 134
DE-81-4 | DE-81 | Weisweiler D | Weisweiler | Germany | EU | lignite | RWE | 1959 | 2012 | 2012-12-31 | no | no | conventional | retired or fuel switch | retired | 147
DE-81-5 | DE-81 | Weisweiler E | Weisweiler | Germany | EU | lignite | RWE | 1965 | 2021 | 2020-07-03 | yes | no | conventional | open | operational | 363
DE-81-6 | DE-81 | Weisweiler F | Weisweiler | Germany | EU | lignite | RWE | 1967 | 2024 | 2020-07-03 | yes | no | conventional | open | operational | 340
DE-81-7 | DE-81 | Weisweiler G | Weisweiler | Germany | EU | lignite | RWE | 1974 | 2028 | 2020-07-03 | yes | no | chp | open | operational | 630
DE-81-8 | DE-81 | Weisweiler H | Weisweiler | Germany | EU | lignite | RWE | 1975 | 2029 | 2020-07-03 | yes | no | chp | open | operational | 625
DE-86-4 | DE-86 | Flensburg 7 | Flensburg | Germany | EU | hard coal | City of Flensburg | 1978 | 2016 | 2016-04-21 | no | no | chp | retired or fuel switch | retired | 26
DE-86-5 | DE-86 | Flensburg 8 | Flensburg | Germany | EU | hard coal | City of Flensburg | 1982 | 2016 | 2016-04-21 | no | no | chp | retired or fuel switch | retired | 38
DE-86-6 | DE-86 | Flensburg 9 | Flensburg | Germany | EU | hard coal | City of Flensburg | 1985 | 8888 | 2018-12-14 | yes | no | chp | open | operational | 36
DE-86-7 | DE-86 | Flensburg 10 | Flensburg | Germany | EU | hard coal | City of Flensburg | 1988 | 8888 | 2018-12-14 | yes | no | chp | open | operational | 33
DE-86-8 | DE-86 | Flensburg 11 | Flensburg | Germany | EU | hard coal | City of Flensburg | 1992 | 8888 | 2020-07-03 | yes | no | chp | open | operational | 31
DE-89-2 | DE-89 | Frankfurt/Main West 2 | Frankfurt/Main West | Germany | EU | hard coal | Stadtwerke Frankfurt am Main | 1989 | 8888 | 2020-07-03 | yes | no | chp | open | operational | 72
DE-89-3 | DE-89 | Frankfurt/Main West 3 | Frankfurt/Main West | Germany | EU | hard coal | Stadtwerke Frankfurt am Main | 1989 | 8888 | 2020-07-03 | yes | no | chp | open | operational | 72
DE-95-1 | DE-95 | Universitaet Freiburg | Universitaet Freiburg | Germany | EU | hard coal | Universitätsklinikum Freiburg | 1927 | 2012 | 2012-12-31 | no | no | chp | retired or fuel switch | no longer coal | 36
DE-100-1 | DE-100 | Scholven/Buer - Scholven B | Scholven/Buer | Germany | EU | hard coal | Uniper | 1968 | 8888 | 2018-12-14 | yes | no | chp | open | operational | 370
DE-100-2 | DE-100 | Scholven/Buer - Scholven C | Scholven/Buer | Germany | EU | hard coal | Uniper | 1969 | 8888 | 2018-12-14 | yes | no | chp | open | operational | 370
DE-100-3 | DE-100 | Scholven/Buer - Scholven D | Scholven/Buer | Germany | EU | hard coal | Uniper | 1970 | 2014 | 2014-12-31 | no | no | chp | retired or fuel switch | retired | 370
DE-100-4 | DE-100 | Scholven/Buer - Scholven E | Scholven/Buer | Germany | EU | hard coal | Uniper | 1971 | 2014 | 2014-12-31 | no | no | chp | retired or fuel switch | retired | 370
DE-100-5 | DE-100 | Scholven/Buer - Scholven F | Scholven/Buer | Germany | EU | hard coal | Uniper | 1979 | 2014 | 2014-12-31 | no | no | conventional | retired or fuel switch | retired | 740
DE-100-6 | DE-100 | Scholven/Buer - Buer | Scholven/Buer | Germany | EU | hard coal | Uniper | 1985 | 8888 | 2018-12-14 | yes | no | heat | open | operational | 76
DE-106-3 | DE-106 | Frimmersdorf C | Frimmersdorf | Germany | EU | lignite | RWE | 1957 | 2011 | 2011-12-31 | no | no | conventional | retired or fuel switch | retired | 140
DE-106-4 | DE-106 | Frimmersdorf D | Frimmersdorf | Germany | EU | lignite | RWE | 1957 | 2011 | 2011-12-31 | no | no | conventional | retired or fuel switch | retired | 141
DE-106-5 | DE-106 | Frimmersdorf E | Frimmersdorf | Germany | EU | lignite | RWE | 1959 | 2012 | 2012-12-31 | no | no | conventional | retired or fuel switch | retired | 141
DE-106-6 | DE-106 | Frimmersdorf F | Frimmersdorf | Germany | EU | lignite | RWE | 1960 | 2012 | 2012-12-31 | no | no | conventional | retired or fuel switch | retired | 143
DE-106-7 | DE-106 | Frimmersdorf G | Frimmersdorf | Germany | EU | lignite | RWE | 1960 | 2011 | 2011-12-31 | no | no | conventional | retired or fuel switch | retired | 135
DE-106-9 | DE-106 | Frimmersdorf I | Frimmersdorf | Germany | EU | lignite | RWE | 1960 | 2012 | 2012-12-31 | no | no | conventional | retired or fuel switch | retired | 139
DE-106-11 | DE-106 | Frimmersdorf K | Frimmersdorf | Germany | EU | lignite | RWE | 1962 | 2012 | 2012-12-31 | no | no | conventional | retired or fuel switch | retired | 148
DE-106-12 | DE-106 | Frimmersdorf L | Frimmersdorf | Germany | EU | lignite | RWE | 1962 | 2012 | 2012-12-31 | no | no | conventional | retired or fuel switch | retired | 142
DE-106-13 | DE-106 | Frimmersdorf M | Frimmersdorf | Germany | EU | lignite | RWE | 1962 | 2012 | 2012-12-31 | no | no | conventional | retired or fuel switch | retired | 150
DE-106-14 | DE-106 | Frimmersdorf N | Frimmersdorf | Germany | EU | lignite | RWE | 1964 | 2012 | 2012-12-31 | no | no | conventional | retired or fuel switch | retired | 147
DE-106-15 | DE-106 | Frimmersdorf O | Frimmersdorf | Germany | EU | lignite | RWE | 1964 | 2012 | 2012-12-31 | no | no | conventional | retired or fuel switch | retired | 145
DE-106-16 | DE-106 | Frimmersdorf P | Frimmersdorf | Germany | EU | lignite | RWE | 1966 | 2021 | 2016-10-24 | yes | no | chp | open | standby | 325
DE-106-17 | DE-106 | Frimmersdorf Q | Frimmersdorf | Germany | EU | lignite | RWE | 1970 | 2021 | 2016-10-24 | yes | no | conventional | open | standby | 310
DE-107-1 | DE-107 | Neurath A | Neurath | Germany | EU | lignite | RWE | 1972 | 2022 | 2020-07-03 | yes | no | conventional | open | operational | 312
DE-107-2 | DE-107 | Neurath B | Neurath | Germany | EU | lignite | RWE | 1972 | 2021 | 2020-07-03 | yes | no | conventional | open | operational | 312
DE-107-3 | DE-107 | Neurath C | Neurath | Germany | EU | lignite | RWE | 1973 | 2023 | 2016-10-24 | yes | no | conventional | open | deactivated | 312
DE-107-4 | DE-107 | Neurath D | Neurath | Germany | EU | lignite | RWE | 1975 | 2022 | 2020-07-03 | yes | no | chp | open | operational | 644
DE-107-5 | DE-107 | Neurath E | Neurath | Germany | EU | lignite | RWE | 1976 | 2022 | 2020-07-03 | yes | no | chp | open | operational | 644
DE-107-6 | DE-107 | Neurath F | Neurath | Germany | EU | lignite | RWE | 2012 | 2038 |  | yes | no | conventional | open | operational | 1100
DE-107-7 | DE-107 | Neurath G | Neurath | Germany | EU | lignite | RWE | 2012 | 2038 |  | yes | no | conventional | open | operational | 1100
DE-108-1 | DE-108 | Staudinger 1 | Staudinger | Germany | EU | hard coal | Uniper | 1965 | 2013 | 2013-12-31 | no | no | chp | retired or fuel switch | retired | 271
DE-108-2 | DE-108 | Staudinger 2 | Staudinger | Germany | EU | hard coal | Uniper | 1965 | 2012 | 2012-12-31 | no | no | chp | retired or fuel switch | retired | 271
DE-108-3 | DE-108 | Staudinger 3 | Staudinger | Germany | EU | hard coal | Uniper | 1970 | 2012 | 2012-12-31 | no | no | chp | retired or fuel switch | retired | 318
DE-108-5 | DE-108 | Staudinger 5 | Staudinger | Germany | EU | hard coal | Uniper | 1992 | 8888 | 2020-07-03 | yes | no | chp | open | operational | 553
DE-113-1 | DE-113 | Halle 1 | Halle | Germany | EU | hard coal | City of Halle | 1972 | 2005 | 2005-12-31 | no | no | chp | retired or fuel switch | retired | 30
DE-113-2 | DE-113 | Halle 2 | Halle | Germany | EU | hard coal | City of Halle | 1972 | 2005 | 2005-12-31 | no | no | chp | retired or fuel switch | retired | 30
DE-119-11 | DE-119 | Hamburg-Tiefstack | Hamburg-Tiefstack | Germany | EU | hard coal | City of Hamburg | 1993 | 8888 | 2020-07-03 | yes | no | chp | open | operational | 205
DE-121-1 | DE-121 | Hamm Westfalen A | Hamm Westfalen | Germany | EU | hard coal | RWE | 1963 | 2011 | 2011-12-31 | no | no | conventional | retired or fuel switch | retired | 165
DE-121-2 | DE-121 | Hamm Westfalen B | Hamm Westfalen | Germany | EU | hard coal | RWE | 1963 | 2011 | 2011-12-31 | no | no | conventional | retired or fuel switch | retired | 165
DE-121-3 | DE-121 | Hamm Westfalen C | Hamm Westfalen | Germany | EU | hard coal | RWE | 1969 | 2016 | 2016-03-31 | no | no | conventional | retired or fuel switch | retired | 305
DE-121-4 | DE-121 | Hamm Westfalen D | Hamm Westfalen | Germany | EU | hard coal | RWE | 2015 | 2015 | 2015-12-31 | no | no | conventional | retired or fuel switch | retired | 820
DE-121-5 | DE-121 | Hamm Westfalen E | Hamm Westfalen | Germany | EU | hard coal | RWE | 2014 | 2021 | 2020-12-01 | yes | no | conventional | open | deactivated | 820
DE-122-1 | DE-122 | Hannover 1 | Hannover | Germany | EU | hard coal | Versorgungs- und Verkehrsgesellschaft Hannover mbH (VVG) | 1989 | 8888 | 2020-07-03 | yes | no | chp | open | operational | 150
DE-122-2 | DE-122 | Hannover 2 | Hannover | Germany | EU | hard coal | Versorgungs- und Verkehrsgesellschaft Hannover mbH (VVG) | 1989 | 8888 | 2020-07-03 | yes | no | chp | open | operational | 150
DE-125-5 | DE-125 | Heilbronn 5 | Heilbronn | Germany | EU | hard coal | EnBW | 1965 | 8888 | 2020-07-03 | yes | no | chp | open | standby | 125
DE-125-6 | DE-125 | Heilbronn 6 | Heilbronn | Germany | EU | hard coal | EnBW | 1966 | 8888 | 2020-07-03 | yes | no | chp | open | standby | 125
DE-125-7 | DE-125 | Heilbronn 7 | Heilbronn | Germany | EU | hard coal | EnBW | 1985 | 8888 | 2020-07-03 | yes | no | chp | open | operational | 816
DE-126-1 | DE-126 | Buschhaus D | Buschhaus | Germany | EU | lignite | EPH | 1985 | 2020 | 2016-10-24 | no | no | conventional | retired or fuel switch | retired | 405
DE-128-2 | DE-128 | Herne 2 | Herne | Germany | EU | hard coal | Steag | 1963 | 2014 | 2014-12-31 | no | no | conventional | retired or fuel switch | retired | 145
DE-128-3 | DE-128 | Herne 3 | Herne | Germany | EU | hard coal | Steag | 1966 | 2017 | 2017-01-20 | no | no | chp | retired or fuel switch | retired | 310
DE-128-4 | DE-128 | Herne 4 | Herne | Germany | EU | hard coal | Steag | 1989 | 8888 | 2020-07-03 | yes | no | chp | open | operational | 500
DE-129-1 | DE-129 | Herne Shamrock | Herne Shamrock | Germany | EU | hard coal | Uniper | 1957 | 2013 | 2013-12-31 | no | no | chp | retired or fuel switch | retired | 143
DE-130-1 | DE-130 | Mehrum 3 | Mehrum | Germany | EU | hard coal | EPH | 1979 | 2021 | 2020-07-03 | yes | no | conventional | open | operational | 750
DE-131-1 | DE-131 | Waehlitz | Waehlitz | Germany | EU | lignite | EPH | 1994 | 8888 | 2020-07-03 | yes | no | chp | open | operational | 37
DE-138-1 | DE-138 | Goldenberg E | Goldenberg | Germany | EU | lignite | RWE | 1992 | 8888 | 2020-07-03 | yes | no | chp | open | operational | 76
DE-138-2 | DE-138 | Goldenberg F | Goldenberg | Germany | EU | lignite | RWE | 1993 | 2015 | 2015-12-31 | no | no | chp | retired or fuel switch | retired | 95
DE-140-1 | DE-140 | Ibbenbueren B | Ibbenbueren | Germany | EU | hard coal | RWE | 1985 | 2021 | 2020-07-03 | yes | no | chp | open | deactivated | 838
DE-144-1 | DE-144 | HKW Karcherstr. | HKW Karcherstr. | Germany | EU | hard coal | SWK - Stadtwerke Kaiserslautern | 1996 | 8888 | 2020-07-03 | yes | no | heat | open | operational | 15
DE-148-5 | DE-148 | Karlsruhe 7 | Karlsruhe | Germany | EU | hard coal | EnBW | 1985 | 8888 | 2020-07-03 | yes | no | chp | open | operational | 550
DE-148-6 | DE-148 | Karlsruhe 8 | Karlsruhe | Germany | EU | hard coal | EnBW | 2014 | 9999 |  | yes | no | chp | open | operational | 912
DE-150-1 | DE-150 | Kassel | Kassel | Germany | EU | lignite | City of Kassel | 1988 | 8888 | 2020-07-03 | yes | no | chp | open | operational | 38
DE-152-1 | DE-152 | Kiel East | Kiel East | Germany | EU | hard coal | Uniper | 1970 | 2019 | 2018-02-27 | no | no | chp | retired or fuel switch | retired | 354
DE-154-1 | DE-154 | Cologne-Merkenich 6 | Cologne-Merkenich | Germany | EU | lignite | Stadtwerke Köln | 2010 | 8888 | 2020-07-03 | yes | no | heat | open | operational | 85
DE-155-2 | DE-155 | Leverkusen G 22 | Leverkusen | Germany | EU | hard coal | Currenta GmbH & Co. OHG | 1962 | 8888 | 2020-07-03 | yes | no | industrial | open | operational | 112
DE-163-6 | DE-163 | Luenen 6 | Luenen | Germany | EU | hard coal | Steag | 1962 | 2018 | 2018-11-02 | no | no | conventional | retired or fuel switch | retired | 170
DE-163-7 | DE-163 | Luenen 7 | Luenen | Germany | EU | hard coal | Steag | 1969 | 2018 | 2018-11-02 | no | no | chp | retired or fuel switch | retired | 350
DE-167-1 | DE-167 | Luenen-Stummhafen | Luenen-Stummhafen | Germany | EU | hard coal | Trianel Kohlekraftwerk Lünen GmbH & Co. KG | 2013 | 9999 |  | yes | no | chp | open | operational | 820
DE-170-1 | DE-170 | Mannheim 3 | Mannheim | Germany | EU | hard coal | RWE | 1966 | 2015 | 2015-12-31 | no | no | chp | retired or fuel switch | retired | 220
DE-170-2 | DE-170 | Mannheim 4 | Mannheim | Germany | EU | hard coal | RWE | 1970 | 2015 | 2015-12-31 | no | no | chp | retired or fuel switch | retired | 220
DE-170-3 | DE-170 | Mannheim 6 | Mannheim | Germany | EU | hard coal | RWE | 2005 | 8888 | 2020-07-03 | yes | no | chp | open | operational | 280
DE-170-4 | DE-170 | Mannheim 7 | Mannheim | Germany | EU | hard coal | RWE | 1982 | 8888 | 2020-07-03 | yes | no | chp | open | operational | 475
DE-170-5 | DE-170 | Mannheim 8 | Mannheim | Germany | EU | hard coal | RWE | 1993 | 8888 | 2020-07-03 | yes | no | chp | open | operational | 480
DE-170-6 | DE-170 | Mannheim 9 | Mannheim | Germany | EU | hard coal | RWE | 2015 | 9999 |  | yes | no | chp | open | operational | 911
DE-172-3 | DE-172 | Marl II 3 | Marl | Germany | EU | hard coal | Evonik | 1966 | 2017 | 2017-07-15 | no | no | chp | retired or fuel switch | retired | 68
DE-172-4 | DE-172 | Marl I 4 | Marl | Germany | EU | hard coal | Evonik | 1971 | 8888 | 2020-07-03 | yes | no | chp | open | operational | 61
DE-172-5 | DE-172 | Marl I 5 | Marl | Germany | EU | hard coal | Evonik | 1983 | 8888 | 2020-07-03 | yes | no | chp | open | operational | 75
DE-173-1 | DE-173 | Mumsdorf | Mumsdorf | Germany | EU | lignite | EPH | 1968 | 2013 | 2013-12-31 | no | no | chp | retired or fuel switch | retired | 65
DE-174-1 | DE-174 | Hafen Muenster 1 | Hafen Muenster | Germany | EU | hard coal | CIty of Muenster | 1977 | 2005 | 2005-12-31 | no | no | chp | retired or fuel switch | no longer coal | 50
DE-174-2 | DE-174 | Hafen Muenster 2 | Hafen Muenster | Germany | EU | hard coal | CIty of Muenster | 1980 | 2005 | 2005-12-31 | no | no | chp | retired or fuel switch | no longer coal | 50
DE-174-3 | DE-174 | Hafen Muenster 3 | Hafen Muenster | Germany | EU | hard coal | CIty of Muenster | 1980 | 2005 | 2005-12-31 | no | no | chp | retired or fuel switch | no longer coal | 50
DE-183-1 | DE-183 | Offenbach | Offenbach | Germany | EU | hard coal | MVV Energie AG | 1990 | 8888 | 2020-07-03 | yes | no | chp | open | operational | 60
DE-186-1 | DE-186 | Jaenschwalde A | Jaenschwalde | Germany | EU | lignite | EPH | 1981 | 2028 | 2020-07-03 | yes | no | chp | open | operational | 535
DE-186-2 | DE-186 | Jaenschwalde B | Jaenschwalde | Germany | EU | lignite | EPH | 1982 | 2028 | 2020-07-03 | yes | no | chp | open | operational | 535
DE-186-3 | DE-186 | Jaenschwalde C | Jaenschwalde | Germany | EU | lignite | EPH | 1984 | 2028 | 2020-07-03 | yes | no | chp | open | operational | 535
DE-186-4 | DE-186 | Jaenschwalde D | Jaenschwalde | Germany | EU | lignite | EPH | 1985 | 2028 | 2020-07-03 | yes | no | chp | open | operational | 535
DE-186-5 | DE-186 | Jaenschwalde E | Jaenschwalde | Germany | EU | lignite | EPH | 1987 | 2023 | 2016-10-24 | yes | no | chp | open | deactivated | 535
DE-186-6 | DE-186 | Jaenschwalde F | Jaenschwalde | Germany | EU | lignite | EPH | 1989 | 2022 | 2016-10-24 | yes | no | chp | open | deactivated | 535
DE-186-7 | DE-186 | Jaenschwalde New | Jaenschwalde | Germany | EU | lignite | EPH |  |  |  | no | no | conventional | new coal inactive | cancelled | 2000
DE-187-4 | DE-187 | Heyden 4 | Heyden | Germany | EU | hard coal | Uniper | 1987 | 2021 | 2020-12-01 | yes | no | conventional | open | deactivated | 923
DE-188-1 | DE-188 | Pforzheim FBC | Pforzheim | Germany | EU | hard coal | SWP Stadtwerke Pforzheim | 1990 | 2022 | 2018-08-22 | yes | no | chp | open | operational | 30
DE-190-1 | DE-190 | Veltheim 2 | Veltheim | Germany | EU | hard coal | Uniper | 1965 | 2012 | 2012-12-31 | no | no | conventional | retired or fuel switch | retired | 101
DE-190-2 | DE-190 | Veltheim 3 | Veltheim | Germany | EU | hard coal | Uniper | 1970 | 2015 | 2015-12-31 | no | no | conventional | retired or fuel switch | retired | 320
DE-192-3 | DE-192 | Quierschied-Weiher III | Quierschied-Weiher | Germany | EU | hard coal | Steag | 1976 | 8888 | 2020-07-03 | yes | no | chp | open | standby | 724
DE-195-1 | DE-195 | Rostock | Rostock | Germany | EU | hard coal | EnBW | 1994 | 8888 | 2020-07-03 | yes | no | chp | open | operational | 553
DE-200-1 | DE-200 | Schkopau A | Schkopau | Germany | EU | lignite | Uniper | 1996 | 2034 |  | yes | no | chp | open | operational | 490
DE-200-2 | DE-200 | Schkopau B | Schkopau | Germany | EU | lignite | Uniper | 1996 | 2034 |  | yes | no | chp | open | operational | 490
DE-206-1 | DE-206 | Schwarze Pumpe A | Schwarze Pumpe | Germany | EU | lignite | EPH | 1997 | 2038 |  | yes | no | chp | open | operational | 800
DE-206-2 | DE-206 | Schwarze Pumpe B | Schwarze Pumpe | Germany | EU | lignite | EPH | 1998 | 2038 |  | yes | no | chp | open | operational | 800
DE-207-1 | DE-207 | Schweinfurt 1 | Schweinfurt | Germany | EU | hard coal | GKS Gemeinschaftskraftwerk Schweinfurt GmbH | 1990 | 8888 | 2020-07-03 | yes | no | chp | open | operational | 12
DE-207-2 | DE-207 | Schweinfurt 2 | Schweinfurt | Germany | EU | hard coal | GKS Gemeinschaftskraftwerk Schweinfurt GmbH | 1990 | 8888 | 2020-07-03 | yes | no | chp | open | operational | 17
DE-214-1 | DE-214 | Stuttgart-Muenster ST12 | Stuttgart-Muenster | Germany | EU | hard coal | EnBW | 1982 | 8888 | 2020-07-03 | yes | no | chp | open | operational | 48
DE-214-2 | DE-214 | Stuttgart-Muenster ST15 | Stuttgart-Muenster | Germany | EU | hard coal | EnBW | 1984 | 8888 | 2020-07-03 | yes | no | chp | open | operational | 48
DE-215-1 | DE-215 | Krefeld-Uerdingen L 57 | Krefeld-Uerdingen | Germany | EU | hard coal | Currenta GmbH & Co. OHG | 1957 | 8888 | 2020-07-03 | yes | no | industrial | open | operational | 28
DE-215-4 | DE-215 | Krefeld-Uerdingen N 230 | Krefeld-Uerdingen | Germany | EU | hard coal | Currenta GmbH & Co. OHG | 1971 | 8888 | 2020-07-03 | yes | no | industrial | open | operational | 120
DE-216-1 | DE-216 | Ulm Magirusstrasse 1 | Ulm Magirusstrasse | Germany | EU | hard coal | EnBW | 1978 | 8888 | 2020-07-03 | yes | no | chp | open | operational | 27
DE-216-3 | DE-216 | Ulm Magirusstrasse 3 | Ulm Magirusstrasse | Germany | EU | hard coal | EnBW | 1978 | 8888 | 2020-07-03 | yes | no | chp | open | operational | 27
DE-216-4 | DE-216 | Ulm Magirusstrasse 4 | Ulm Magirusstrasse | Germany | EU | hard coal | EnBW | 1978 | 8888 | 2020-07-03 | yes | no | chp | open | operational | 27
DE-216-5 | DE-216 | Ulm Magirusstrasse 5 | Ulm Magirusstrasse | Germany | EU | hard coal | EnBW | 1978 | 8888 | 2020-07-03 | yes | no | chp | open | operational | 27
DE-216-6 | DE-216 | Ulm Magirusstrasse 6 | Ulm Magirusstrasse | Germany | EU | hard coal | EnBW | 1978 | 8888 | 2020-07-03 | yes | no | chp | open | operational | 27
DE-217-1 | DE-217 | Munich North 2 | Munich North | Germany | EU | hard coal | Stadtwerke München | 1991 | 8888 | 2018-12-14 | yes | no | chp | open | operational | 365
DE-220-1 | DE-220 | Voelklingen-Fenne model | Voelklingen-Fenne model | Germany | EU | hard coal | Steag | 1982 | 8888 | 2020-07-03 | yes | no | chp | open | operational | 233
DE-220-2 | DE-220 | Voelklingen-Fenne heat | Voelklingen-Fenne heat | Germany | EU | hard coal | Steag | 1989 | 8888 | 2020-07-03 | yes | no | chp | open | operational | 233
DE-222-1 | DE-222 | Voerde A | Voerde | Germany | EU | hard coal | Steag | 1982 | 2017 | 2016-06-02 | no | no | conventional | retired or fuel switch | retired | 761
DE-222-2 | DE-222 | Voerde B | Voerde | Germany | EU | hard coal | Steag | 1985 | 2017 | 2016-06-02 | no | no | conventional | retired or fuel switch | retired | 761
DE-223-1 | DE-223 | Voerde West 1 | Voerde West | Germany | EU | hard coal | Steag | 1971 | 2017 | 2017-01-20 | no | no | conventional | retired or fuel switch | retired | 356
DE-223-2 | DE-223 | Voerde West 2 | Voerde West | Germany | EU | hard coal | Steag | 1971 | 2017 | 2017-01-20 | no | no | conventional | retired or fuel switch | retired | 356
DE-226-1 | DE-226 | Frechen/Wachtberg | Frechen/Wachtberg | Germany | EU | lignite | RWE | 1959 | 2022 | 2020-07-03 | yes | no | industrial | open | operational | 128
DE-227-1 | DE-227 | Walheim 1 | Walheim | Germany | EU | hard coal | EnBW | 1964 | 8888 | 2020-07-03 | yes | no | conventional | open | standby | 107
DE-227-2 | DE-227 | Walheim 2 | Walheim | Germany | EU | hard coal | EnBW | 1967 | 8888 | 2020-07-03 | yes | no | conventional | open | standby | 160
DE-228-1 | DE-228 | Wedel 1 | Wedel | Germany | EU | hard coal | City of Hamburg | 1961 | 8888 | 2020-07-03 | yes | no | chp | open | operational | 151
DE-228-2 | DE-228 | Wedel 2 | Wedel | Germany | EU | hard coal | City of Hamburg | 1962 | 8888 | 2020-07-03 | yes | no | chp | open | operational | 139
DE-229-1 | DE-229 | Werdohl-Elverlingsen E3 | Werdohl-Elverlingsen | Germany | EU | hard coal | ENERVIE | 1971 | 2014 | 2014-12-31 | no | no | conventional | retired or fuel switch | retired | 200
DE-229-2 | DE-229 | Werdohl-Elverlingsen E4 | Werdohl-Elverlingsen | Germany | EU | hard coal | ENERVIE | 1982 | 2018 | 2018-03-06 | no | no | conventional | retired or fuel switch | retired | 330
DE-232-1 | DE-232 | Werne Gersteinwerk K2 | Werne Gersteinwerk | Germany | EU | hard coal | RWE | 1984 | 2019 | 2018-11-05 | no | no | conventional | retired or fuel switch | retired | 666
DE-233-1 | DE-233 | Wilhelmshaven 1 | Wilhelmshaven | Germany | EU | hard coal | Uniper | 1976 | 2021 | 2020-07-03 | yes | no | conventional | open | operational | 788
DE-234-1 | DE-234 | Wolfsburg North A | Wolfsburg North | Germany | EU | hard coal | Volkswagen AG | 2000 | 2022 | 2018-03-08 | yes | no | chp | open | operational | 70
DE-234-2 | DE-234 | Wolfsburg North B | Wolfsburg North | Germany | EU | hard coal | Volkswagen AG | 2000 | 2022 | 2018-03-08 | yes | no | chp | open | operational | 70
DE-236-1 | DE-236 | Wolfsburg West 1 | Wolfsburg West | Germany | EU | hard coal | Volkswagen AG | 1985 | 2022 | 2018-03-08 | yes | no | chp | open | operational | 153
DE-236-2 | DE-236 | Wolfsburg West 2 | Wolfsburg West | Germany | EU | hard coal | Volkswagen AG | 1985 | 2022 | 2018-03-08 | yes | no | chp | open | operational | 153
DE-238-2 | DE-238 | Wuppertal-Elberfeld 3 | Wuppertal-Elberfeld | Germany | EU | hard coal | WSW Wuppertaler Stadtwerke GmbH | 1989 | 2018 | 2018-07-07 | no | no | chp | retired or fuel switch | retired | 100
DE-243-5 | DE-243 | Zolling-Leininger 5 | Zolling-Leininger | Germany | EU | hard coal | Riverstone | 1986 | 8888 | 2020-07-03 | yes | no | chp | open | operational | 474
DE-246-1 | DE-246 | Hamburg-Moorburg A | Hamburg-Moorburg | Germany | EU | hard coal | Vattenfall | 2015 | 2021 | 2020-12-01 | yes | no | chp | open | deactivated | 820
DE-246-2 | DE-246 | Hamburg-Moorburg B | Hamburg-Moorburg | Germany | EU | hard coal | Vattenfall | 2015 | 2021 | 2020-12-01 | yes | no | chp | open | deactivated | 820
DE-247-1 | DE-247 | Wilhelmshaven New | Wilhelmshaven New | Germany | EU | hard coal | Riverstone | 2015 | 9999 |  | yes | no | conventional | open | operational | 795
DE-249-1 | DE-249 | Frankfurt/Oder 1 | Frankfurt/Oder | Germany | EU | lignite | City of Frankfurt (Oder) | 1997 | 2022 | 2018-08-07 | yes | no | chp | open | operational | 49
DE-250-1 | DE-250 | Stuttgart-Gaisburg ST14 | Stuttgart-Gaisburg | Germany | EU | hard coal | EnBW | 2009 | 2018 | 2018-03-18 | no | no | chp | retired or fuel switch | retired | 25
DE-251-1 | DE-251 | Fortuna Nord | Fortuna Nord | Germany | EU | lignite | RWE | 1984 | 8888 | 2020-07-03 | yes | no | industrial | open | operational | 16
DE-252-1 | DE-252 | Ville/Berrenrath | Ville/Berrenrath | Germany | EU | lignite | RWE | 1991 | 8888 | 2020-07-03 | yes | no | industrial | open | operational | 57
DE-253-1 | DE-253 | Stade Dow Chemical | Stade Dow Chemical | Germany | EU | hard coal | Dow Chemical |  |  |  | no | no | chp | new coal inactive | cancelled | 920
DE-501-1 | DE-501 | Datteln IV | Datteln IV | Germany | EU | hard coal | Uniper | 2020 | 9999 |  | yes | no | chp | open | operational | 1100
DK-4-5 | DK-4 | Ostkraft 6 | Ostkraft | Denmark | EU | hard coal | Bornholms Energi & Forsyning | 1995 | 2016 | 2016-11-30 | no | no | chp | retired or fuel switch | no longer coal | 108
DK-5-5 | DK-5 | Esbjerg 3 | Esbjerg | Denmark | EU | hard coal | Orsted | 1992 | 2023 | 2017-11-08 | yes | no | chp | open | operational | 407
DK-8-1 | DK-8 | Avedore 1 | Avedore | Denmark | EU | hard coal | Orsted | 1990 | 2016 | 2016-12-13 | no | no | chp | retired or fuel switch | no longer coal | 263
DK-10-2 | DK-10 | Asnaes 2 | Asnaes | Denmark | EU | hard coal | Orsted | 1962 | 2020 | 2017-11-08 | no | no | chp | retired or fuel switch | no longer coal | 147
DK-10-4 | DK-10 | Asnaes 4 | Asnaes | Denmark | EU | hard coal | Orsted | 1967 | 2020 | 2017-11-08 | no | no | conventional | retired or fuel switch | no longer coal | 270
DK-10-5 | DK-10 | Asnaes 5 | Asnaes | Denmark | EU | hard coal | Orsted | 1981 | 2020 | 2017-11-08 | no | no | chp | retired or fuel switch | no longer coal | 640
DK-11-2 | DK-11 | Amager 3 | Amager | Denmark | EU | hard coal | HOFOR | 1989 | 2020 | 2019-06-30 | no | no | chp | retired or fuel switch | no longer coal | 263
DK-14-6 | DK-14 | Fyns 3 | Fyns | Denmark | EU | hard coal | Funen district heating | 1974 | 2010 | 2010-12-31 | no | no | chp | retired or fuel switch | retired | 235
DK-14-7 | DK-14 | Fyns 7 | Fyns | Denmark | EU | hard coal | Funen district heating | 1991 | 2022 | 2020-05-26 | yes | no | chp | open | operational | 362
DK-16-1 | DK-16 | Stigsnaes 1 | Stigsnaes | Denmark | EU | hard coal | Orsted | 1966 | 2009 | 2009-12-31 | no | no | chp | retired or fuel switch | retired | 143
DK-16-2 | DK-16 | Stigsnaes 2 | Stigsnaes | Denmark | EU | hard coal | Orsted | 1970 | 2012 | 2012-12-31 | no | no | chp | retired or fuel switch | retired | 266
DK-17-2 | DK-17 | Studstrup 3 | Studstrup | Denmark | EU | hard coal | Orsted | 1984 | 2016 | 2016-10-10 | no | no | chp | retired or fuel switch | no longer coal | 380
DK-17-3 | DK-17 | Studstrup 4 | Studstrup | Denmark | EU | hard coal | Orsted | 1985 | 2016 | 2016-10-10 | no | no | chp | retired or fuel switch | no longer coal | 380
DK-19-2 | DK-19 | Nordjylland 2 | Nordjylland | Denmark | EU | hard coal | Aalborg Forsyning | 1977 | 2014 | 2014-12-31 | no | no | chp | retired or fuel switch | retired | 305
DK-19-3 | DK-19 | Nordjylland 3 | Nordjylland | Denmark | EU | hard coal | Aalborg Forsyning | 1998 | 2028 | 2021-03-22 | yes | no | chp | open | operational | 411
EL-1-1 | EL-1 | Agios Dimitrios 1 | Agios Dimitrios | Greece | EU | lignite | PPC | 1984 | 2022 | 2019-12-31 | yes | no | conventional | open | operational | 300
EL-1-2 | EL-1 | Agios Dimitrios 2 | Agios Dimitrios | Greece | EU | lignite | PPC | 1984 | 2022 | 2019-12-31 | yes | no | conventional | open | operational | 300
EL-1-3 | EL-1 | Agios Dimitrios 3 | Agios Dimitrios | Greece | EU | lignite | PPC | 1985 | 2022 | 2019-12-31 | yes | no | chp | open | operational | 310
EL-1-4 | EL-1 | Agios Dimitrios 4 | Agios Dimitrios | Greece | EU | lignite | PPC | 1986 | 2022 | 2019-12-31 | yes | no | chp | open | operational | 310
EL-1-5 | EL-1 | Agios Dimitrios 5 | Agios Dimitrios | Greece | EU | lignite | PPC | 1997 | 2023 | 2019-12-31 | yes | no | chp | open | operational | 375
EL-2-1 | EL-2 | Amintaio 1 | Amintaio | Greece | EU | lignite | PPC | 1987 | 2020 | 2019-12-31 | no | no | chp | retired or fuel switch | retired | 300
EL-2-2 | EL-2 | Amintaio 2 | Amintaio | Greece | EU | lignite | PPC | 1987 | 2020 | 2019-12-31 | no | no | chp | retired or fuel switch | retired | 300
EL-3-1 | EL-3 | Melitis (Florina) 1 | Melitis (Florina) | Greece | EU | lignite | PPC | 2003 | 2023 | 2019-12-31 | yes | no | chp | open | operational | 330
EL-4-1 | EL-4 | Kardia 1 | Kardia | Greece | EU | lignite | PPC | 1975 | 2019 | 2019-12-31 | no | no | conventional | retired or fuel switch | retired | 300
EL-4-2 | EL-4 | Kardia 2 | Kardia | Greece | EU | lignite | PPC | 1975 | 2019 | 2019-12-31 | no | no | conventional | retired or fuel switch | retired | 300
EL-4-3 | EL-4 | Kardia 3 | Kardia | Greece | EU | lignite | PPC | 1980 | 2021 | 2019-12-31 | yes | no | chp | open | operational | 325
EL-4-4 | EL-4 | Kardia 4 | Kardia | Greece | EU | lignite | PPC | 1981 | 2021 | 2019-12-31 | yes | no | chp | open | operational | 325
EL-5-1 | EL-5 | Ptolemaida 1 | Ptolemaida | Greece | EU | lignite | PPC | 1959 | 2010 | 2010-12-31 | no | no | conventional | retired or fuel switch | retired | 70
EL-5-2 | EL-5 | Ptolemaida 2 | Ptolemaida | Greece | EU | lignite | PPC | 1962 | 2015 | 2015-12-31 | no | no | conventional | retired or fuel switch | retired | 125
EL-5-3 | EL-5 | Ptolemaida 3 | Ptolemaida | Greece | EU | lignite | PPC | 1965 | 2014 | 2014-11-10 | no | no | chp | retired or fuel switch | retired | 125
EL-5-4 | EL-5 | Ptolemaida 4 | Ptolemaida | Greece | EU | lignite | PPC | 1973 | 2014 | 2014-11-10 | no | no | conventional | retired or fuel switch | retired | 300
EL-6-1 | EL-6 | Liptol 1 | Liptol | Greece | EU | lignite | PPC | 1959 | 2013 | 2013-12-31 | no | no | chp | retired or fuel switch | retired | 33
EL-6-2 | EL-6 | Liptol 2 | Liptol | Greece | EU | lignite | PPC | 1965 | 2013 | 2013-12-31 | no | no | conventional | retired or fuel switch | retired | 10
EL-7-1 | EL-7 | Megalopoli A 1 | Megalopoli A | Greece | EU | lignite | PPC | 1970 | 2011 | 2011-12-31 | no | no | conventional | retired or fuel switch | retired | 125
EL-7-2 | EL-7 | Megalopoli A 2 | Megalopoli A | Greece | EU | lignite | PPC | 1970 | 2011 | 2011-12-31 | no | no | conventional | retired or fuel switch | retired | 125
EL-7-3 | EL-7 | Megalopoli A 3 | Megalopoli A | Greece | EU | lignite | PPC | 1975 | 2022 | 2019-12-31 | yes | no | chp | open | deactivated | 300
EL-8-1 | EL-8 | Megalopoli B 4 | Megalopoli B | Greece | EU | lignite | PPC | 1991 | 2023 | 2019-12-31 | yes | no | conventional | open | deactivated | 300
EL-9-1 | EL-9 | Meliti-II | Meliti-II | Greece | EU | lignite | PPC |  |  |  | no | no | conventional | new coal inactive | cancelled | 450
EL-50-1 | EL-50 | Ptolemaida V | Ptolemaida V | Greece | EU | lignite | PPC | 2022 | 2028 | 2019-12-31 | yes | no | chp | construction | construction | 660
ES-3-1 | ES-3 | Alcudia II 1 GR I | Alcudia II | Spain | EU | hard coal | Endesa | 1981 | 2019 | 2019-02-12 | no | no | conventional | retired or fuel switch | retired | 125
ES-3-2 | ES-3 | Alcudia II 2 GR II | Alcudia II | Spain | EU | hard coal | Endesa | 1982 | 2019 | 2019-02-12 | no | no | conventional | retired or fuel switch | retired | 125
ES-3-3 | ES-3 | Alcudia II 5, GR III | Alcudia II | Spain | EU | hard coal | Endesa | 1997 | 2025 | 2019-02-12 | yes | no | conventional | open | operational | 130
ES-3-4 | ES-3 | Alcudia II 6, GR IV | Alcudia II | Spain | EU | hard coal | Endesa | 1997 | 2025 | 2019-02-12 | yes | no | conventional | open | operational | 130
ES-6-1 | ES-6 | Teruel/Andorra GR I | Teruel/Andorra | Spain | EU | lignite | Endesa | 1979 | 2020 | 2020-06-30 | no | no | conventional | retired or fuel switch | retired | 368
ES-6-2 | ES-6 | Teruel/Andorra GR II | Teruel/Andorra | Spain | EU | lignite | Endesa | 1979 | 2020 | 2020-06-30 | no | no | conventional | retired or fuel switch | retired | 368
ES-6-3 | ES-6 | Teruel/Andorra GR III | Teruel/Andorra | Spain | EU | lignite | Endesa | 1980 | 2020 | 2020-06-30 | no | no | conventional | retired or fuel switch | retired | 366
ES-7-1 | ES-7 | As Pontes GR I | As Pontes | Spain | EU | hard coal | Endesa | 1976 |  |  | no | no | conventional | open | operational | 369
ES-7-2 | ES-7 | As Pontes GR II | As Pontes | Spain | EU | hard coal | Endesa | 1976 |  |  | no | no | conventional | open | operational | 366
ES-7-3 | ES-7 | As Pontes GR III | As Pontes | Spain | EU | hard coal | Endesa | 1977 |  |  | no | no | conventional | open | operational | 366
ES-7-4 | ES-7 | As Pontes GR IV | As Pontes | Spain | EU | hard coal | Endesa | 1978 |  |  | no | no | conventional | open | operational | 367
ES-10-1 | ES-10 | Litoral GR I | Litoral | Spain | EU | hard coal | Endesa | 1984 |  |  | no | no | conventional | open | operational | 577
ES-10-2 | ES-10 | Litoral GR II | Litoral | Spain | EU | hard coal | Endesa | 1997 |  |  | no | no | conventional | open | operational | 582
ES-11-1 | ES-11 | Abono GRI | Abono | Spain | EU | hard coal | EDP | 1974 |  |  | no | no | conventional | open | operational | 360
ES-11-2 | ES-11 | Abono GRII | Abono | Spain | EU | hard coal | EDP | 1985 |  |  | no | no | conventional | open | operational | 556
ES-12-1 | ES-12 | Cercs 1 | Cercs | Spain | EU | lignite | Uniper | 1971 | 2011 | 2011-12-31 | no | no | conventional | retired or fuel switch | retired | 160
ES-13-1 | ES-13 | Escatron 5 | Escatron | Spain | EU | lignite | Uniper | 1953 | 2006 | 2006-12-31 | no | no | conventional | retired or fuel switch | retired | 80
ES-15-1 | ES-15 | Escucha 1 | Escucha | Spain | EU | lignite | Uniper | 1970 | 2012 | 2012-12-31 | no | no | conventional | retired or fuel switch | retired | 160
ES-16-1 | ES-16 | Puente Nuevo GR I | Puente Nuevo | Spain | EU | lignite | Viesgo | 1966 | 2012 | 2012-12-31 | no | no | conventional | retired or fuel switch | retired | 38
ES-16-2 | ES-16 | Puente Nuevo GR II | Puente Nuevo | Spain | EU | lignite | Viesgo | 1966 | 2012 | 2012-12-31 | no | no | conventional | retired or fuel switch | retired | 38
ES-16-3 | ES-16 | Puente Nuevo GR III | Puente Nuevo | Spain | EU | hard coal | Viesgo | 1980 | 2020 | 2020-06-30 | no | no | conventional | retired or fuel switch | retired | 324
ES-18-1 | ES-18 | Lada II | Lada | Spain | EU | hard coal | Iberdrola | 1951 | 2012 | 2012-12-31 | no | no | conventional | retired or fuel switch | retired | 50
ES-18-2 | ES-18 | Lada III | Lada | Spain | EU | hard coal | Iberdrola | 1967 | 2012 | 2012-12-31 | no | no | conventional | retired or fuel switch | retired | 155
ES-18-3 | ES-18 | Lada IV | Lada | Spain | EU | hard coal | Iberdrola | 1981 | 8888 | 2020-06-30 | yes | no | conventional | open | deactivated | 358
ES-19-1 | ES-19 | La Robla GR I | La Robla | Spain | EU | hard coal | Naturgy | 1971 | 2020 | 2020-06-30 | no | no | conventional | retired or fuel switch | retired | 284
ES-19-2 | ES-19 | La Robla GR II | La Robla | Spain | EU | hard coal | Naturgy | 1984 | 2020 | 2020-06-30 | no | no | conventional | retired or fuel switch | retired | 371
ES-20-1 | ES-20 | Los Barrios 1 | Los Barrios | Spain | EU | hard coal | Viesgo | 1985 |  |  | no | no | conventional | open | operational | 589
ES-22-1 | ES-22 | Meirama 1 | Meirama | Spain | EU | hard coal | Naturgy | 1980 | 2020 | 2020-06-30 | no | no | conventional | retired or fuel switch | retired | 580
ES-23-1 | ES-23 | Soto de Ribera I | Soto de Ribera | Spain | EU | hard coal | EDP | 1962 | 2008 | 2008-12-31 | no | no | conventional | retired or fuel switch | retired | 68
ES-23-2 | ES-23 | Soto de Ribera II | Soto de Ribera | Spain | EU | hard coal | EDP | 1967 | 2015 | 2015-12-31 | no | no | conventional | retired or fuel switch | retired | 254
ES-23-3 | ES-23 | Soto de Ribera III | Soto de Ribera | Spain | EU | hard coal | EDP | 1984 |  |  | no | no | conventional | open | operational | 350
ES-24-1 | ES-24 | Pasajes | Pasajes | Spain | EU | hard coal | Iberdrola | 1968 | 2012 | 2012-12-31 | no | no | conventional | retired or fuel switch | retired | 214
ES-25-1 | ES-25 | Anllares 1 | Anllares | Spain | EU | hard coal | Naturgy | 1982 | 2018 | 2018-11-29 | no | no | conventional | retired or fuel switch | retired | 365
ES-27-1 | ES-27 | Compostilla II GRI | Compostilla II | Spain | EU | lignite | Endesa | 1961 | 2012 | 2012-12-31 | no | no | conventional | retired or fuel switch | retired | 141
ES-27-2 | ES-27 | Compostilla II GRII | Compostilla II | Spain | EU | hard coal | Endesa | 1966 | 2016 | 2016-12-31 | no | no | conventional | retired or fuel switch | retired | 148
ES-27-3 | ES-27 | Compostilla II GR III | Compostilla II | Spain | EU | hard coal | Endesa | 1972 | 2020 | 2020-02-06 | no | no | conventional | retired or fuel switch | retired | 337
ES-27-4 | ES-27 | Compostilla II GR IV | Compostilla II | Spain | EU | hard coal | Endesa | 1981 | 2020 | 2020-02-06 | no | no | conventional | retired or fuel switch | retired | 359
ES-27-5 | ES-27 | Compostilla II GR V | Compostilla II | Spain | EU | hard coal | Endesa | 1985 | 2020 | 2020-02-06 | no | no | conventional | retired or fuel switch | retired | 356
ES-28-1 | ES-28 | Puertollano | Puertollano | Spain | EU | hard coal | Uniper | 1972 | 2013 | 2013-12-31 | no | no | conventional | retired or fuel switch | retired | 590
ES-30-1 | ES-30 | Bahia de Algeciras 1 | Bahia de Algeciras | Spain | EU | hard coal | Uniper | 1970 | 2007 | 2007-12-31 | no | no | conventional | retired or fuel switch | retired | 220
ES-30-2 | ES-30 | Bahia de Algeciras 2 | Bahia de Algeciras | Spain | EU | hard coal | Uniper | 1975 | 2007 | 2007-12-31 | no | no | conventional | retired or fuel switch | retired | 533
ES-31-1 | ES-31 | Narcea GR I | Narcea | Spain | EU | hard coal | Naturgy | 1965 | 2016 | 2016-12-31 | no | no | conventional | retired or fuel switch | retired | 65
ES-31-2 | ES-31 | Narcea GR II | Narcea | Spain | EU | hard coal | Naturgy | 1969 | 2020 | 2020-06-30 | no | no | conventional | retired or fuel switch | retired | 166
ES-31-3 | ES-31 | Narcea GR III | Narcea | Spain | EU | hard coal | Naturgy | 1984 | 2020 | 2020-06-30 | no | no | conventional | retired or fuel switch | retired | 364
ES-33-1 | ES-33 | Velilla I | Velilla | Spain | EU | hard coal | Iberdrola | 1964 | 2020 | 2020-06-30 | no | no | conventional | retired or fuel switch | retired | 155
ES-33-2 | ES-33 | Velilla II | Velilla | Spain | EU | hard coal | Iberdrola | 1986 | 2020 | 2020-06-30 | no | no | conventional | retired or fuel switch | retired | 361
FI-2-1 | FI-2 | Suomenoja 1 | Suomenoja | Finland | EU | hard coal | Fortum | 1977 | 2029 | 2019-02-27 | yes | no | chp | open | operational | 90
FI-2-2 | FI-2 | Suomenoja 2 | Suomenoja | Finland | EU | hard coal | Fortum | 1986 | 2029 | 2019-02-27 | yes | no | conventional | open | operational | 80
FI-5-1 | FI-5 | Hanasaari B 1 | Hanasaari B | Finland | EU | hard coal | Helen | 1974 | 2024 | 2017-11-29 | yes | no | chp | open | operational | 114
FI-5-2 | FI-5 | Hanasaari B 2 | Hanasaari B | Finland | EU | hard coal | Helen | 1977 | 2024 | 2017-11-29 | yes | no | chp | open | operational | 114
FI-6-1 | FI-6 | Salmisaari B1 | Salmisaari | Finland | EU | hard coal | Helen | 1984 | 2029 | 2019-02-27 | yes | no | chp | open | operational | 177
FI-7-1 | FI-7 | Inkoo 1 | Inkoo | Finland | EU | hard coal | Fortum | 1975 | 2014 | 2014-12-31 | no | no | conventional | retired or fuel switch | retired | 250
FI-7-2 | FI-7 | Inkoo 2 | Inkoo | Finland | EU | hard coal | Fortum | 1975 | 2014 | 2014-12-31 | no | no | conventional | retired or fuel switch | retired | 250
FI-7-3 | FI-7 | Inkoo 3 | Inkoo | Finland | EU | hard coal | Fortum | 1978 | 2014 | 2014-12-31 | no | no | conventional | retired or fuel switch | retired | 250
FI-7-4 | FI-7 | Inkoo 4 | Inkoo | Finland | EU | hard coal | Fortum | 1978 | 2014 | 2014-12-31 | no | no | conventional | retired or fuel switch | retired | 250
FI-13-1 | FI-13 | Mussalo 1 | Mussalo | Finland | EU | hard coal | PVO | 1966 | 2013 | 2013-12-31 | no | no | conventional | retired or fuel switch | retired | 80
FI-14-1 | FI-14 | Kristiina 2 | Kristiina | Finland | EU | hard coal | PVO | 1983 | 2017 | 2017-02-20 | no | no | conventional | retired or fuel switch | retired | 242
FI-16-1 | FI-16 | Kymijarvi 1 | Kymijarvi | Finland | EU | hard coal | Lahti Energia | 1982 | 2019 | 2017-11-24 | no | no | chp | retired or fuel switch | retired | 212
FI-19-1 | FI-19 | Naantali 1 1 | Naantali 1 | Finland | EU | hard coal | Fortum | 1960 | 2023 | 2019-08-27 | yes | no | chp | open | operational | 116
FI-19-2 | FI-19 | Naantali 1 2 | Naantali 1 | Finland | EU | hard coal | Fortum | 1964 | 2023 | 2019-08-27 | yes | no | chp | open | operational | 125
FI-19-3 | FI-19 | Naantali 1 3 | Naantali 1 | Finland | EU | hard coal | Fortum | 1972 | 2020 | 2019-08-27 | no | no | chp | retired or fuel switch | retired | 125
FI-21-1 | FI-21 | Meri-Pori 1 | Meri-Pori | Finland | EU | hard coal | Fortum | 1994 | 2029 | 2019-02-27 | yes | no | conventional | open | operational | 614
FI-23-1 | FI-23 | Tahkoluoto (Pori) 1 | Tahkoluoto (Pori) | Finland | EU | hard coal | PVO | 1976 | 2017 | 2017-02-20 | no | no | conventional | retired or fuel switch | retired | 225
FI-25-1 | FI-25 | Rauma 1 | Rauma | Finland | EU | hard coal | UPM | 1989 | 2006 | 2006-12-31 | no | no | chp | retired or fuel switch | no longer coal | 78
FI-29-1 | FI-29 | Vaskiluoto 2 | Vaskiluoto 2 | Finland | EU | hard coal | Vaskiluodon Voima Oy | 1981 | 2029 | 2019-02-27 | yes | no | chp | open | operational | 250
FI-31-2 | FI-31 | Martinlaakso 2 | Martinlaakso | Finland | EU | hard coal | Vantaan Energia | 1980 | 2029 | 2019-02-27 | yes | no | chp | open | operational | 80
FR-5-1 | FR-5 | Albi 1 | Albi | France | EU | hard coal | EDF | 1969 | 2006 | 2006-12-31 | no | no | conventional | retired or fuel switch | retired | 250
FR-13-1 | FR-13 | Bouchain 2 | Bouchain | France | EU | hard coal | EDF | 1970 | 2015 | 2015-12-31 | no | no | conventional | retired or fuel switch | retired | 250
FR-22-2 | FR-22 | Cordemais 4 | Cordemais | France | EU | hard coal | EDF | 1983 |  |  | no | 2022 | conventional | open | operational | 630
FR-22-3 | FR-22 | Cordemais 5 | Cordemais | France | EU | hard coal | EDF | 1984 |  |  | no | 2022 | conventional | open | operational | 630
FR-41-1 | FR-41 | Hornaign 3 | Hornaign | France | EU | hard coal | Uniper | 1970 | 2013 | 2013-12-31 | no | no | conventional | retired or fuel switch | retired | 235
FR-43-1 | FR-43 | Le Havre II 1 | Le Havre II | France | EU | hard coal | EDF | 1964 | 2013 | 2013-12-31 | no | no | conventional | retired or fuel switch | retired | 250
FR-43-2 | FR-43 | Le Havre II 2 | Le Havre II | France | EU | hard coal | EDF | 1969 | 2013 | 2013-12-31 | no | no | conventional | retired or fuel switch | retired | 600
FR-43-3 | FR-43 | Le Havre II 4 | Le Havre II | France | EU | hard coal | EDF | 1983 | 2021 | 2019-09-16 | no | no | conventional | retired or fuel switch | retired | 630
FR-49-1 | FR-49 | Chambiere 3R | Chambiere | France | EU | hard coal | UEM | 1997 | 2019 | 2020-09-10 | no | no | chp | retired or fuel switch | retired | 15
FR-49-2 | FR-49 | Chambiere 5 | Chambiere | France | EU | hard coal | UEM | 1984 | 2019 | 2020-09-10 | no | no | chp | retired or fuel switch | retired | 24
FR-50-5 | FR-50 | Provence 4 | Provence | France | EU | hard coal | Uniper | 1995 | 2015 | 2015-12-31 | no | no | conventional | retired or fuel switch | no longer coal | 250
FR-50-6 | FR-50 | Provence 5 | Provence | France | EU | hard coal | EPH | 1984 | 2022 | 2020-09-10 | yes | no | conventional | open | operational | 625
FR-53-1 | FR-53 | Lucy III 1 | Lucy III | France | EU | hard coal | Uniper | 1971 | 2015 | 2015-12-31 | no | no | conventional | retired or fuel switch | retired | 266
FR-61-2 | FR-61 | Blenod 2 | Blenod | France | EU | hard coal | EDF | 1966 | 2013 | 2013-12-31 | no | no | conventional | retired or fuel switch | retired | 250
FR-61-3 | FR-61 | Blenod 3 | Blenod | France | EU | hard coal | EDF | 1963 | 2014 | 2014-12-31 | no | no | conventional | retired or fuel switch | retired | 250
FR-61-4 | FR-61 | Blenod 4 | Blenod | France | EU | hard coal | EDF | 1963 | 2013 | 2013-12-31 | no | no | conventional | retired or fuel switch | retired | 250
FR-67-4 | FR-67 | Emile-Huchet 4 | Emile-Huchet | France | EU | hard coal | Uniper | 1958 | 2015 | 2015-12-31 | no | no | conventional | retired or fuel switch | retired | 125
FR-67-5 | FR-67 | Emile-Huchet 5 | Emile-Huchet | France | EU | hard coal | Uniper | 1972 | 2015 | 2015-12-31 | no | no | conventional | retired or fuel switch | retired | 330
FR-67-6 | FR-67 | Emile-Huchet 6 | Emile-Huchet | France | EU | hard coal | EPH | 1981 | 2022 | 2020-09-10 | yes | no | conventional | open | operational | 647
FR-78-3 | FR-78 | Vitry 3 | Vitry | France | EU | hard coal | EDF | 1970 | 2015 | 2015-12-31 | no | no | conventional | retired or fuel switch | retired | 270
FR-78-4 | FR-78 | Vitry 4 | Vitry | France | EU | hard coal | EDF | 1971 | 2015 | 2015-12-31 | no | no | conventional | retired or fuel switch | retired | 270
FR-82-1 | FR-82 | La Maxe 1 | La Maxe | France | EU | hard coal | EDF | 1971 | 2015 | 2015-12-31 | no | no | conventional | retired or fuel switch | retired | 250
FR-82-2 | FR-82 | La Maxe 2 | La Maxe | France | EU | hard coal | EDF | 1971 | 2015 | 2015-12-31 | no | no | conventional | retired or fuel switch | retired | 250
FR-84-1 | FR-84 | La Poterne | La Poterne | France | EU | hard coal | City of Grenoble, Dalkia | 1960 | 2015 | 2015-12-31 | no | no | chp | retired or fuel switch | no longer coal | 63
FR-87-1 | FR-87 | Le Moule Caraibe | Le Moule Caraibe | France | EU | hard coal | Albioma | 2011 | 2020 | 2019-06-30 | no | no | conventional | retired or fuel switch | no longer coal | 38
FR-88-1 | FR-88 | Bois-Rouge 1 | Bois-Rouge | France | EU | hard coal | Albioma | 1992 | 2020 | 2020-12-08 | no | no | conventional | retired or fuel switch | no longer coal | 62
FR-88-2 | FR-88 | Bois-Rouge 2 | Bois-Rouge | France | EU | hard coal | Albioma | 2004 | 2020 | 2020-12-08 | no | no | conventional | retired or fuel switch | no longer coal | 48
FR-89-1 | FR-89 | Le Gol Unit 1 | Le Gol | France | EU | hard coal | Albioma | 1995 |  |  | no | 2022 | chp | open | operational | 64
FR-89-2 | FR-89 | Le Gol Unit 2 | Le Gol | France | EU | hard coal | Albioma | 2006 |  |  | no | 2022 | chp | open | operational | 58
HR-1-1 | HR-1 | Plomin 2 | Plomin | Croatia | EU | hard coal | HEP d.d. | 2000 |  |  | no | no | conventional | open | operational | 210
HR-1-2 | HR-1 | Plomin 1 | Plomin | Croatia | EU | hard coal | HEP d.d. | 1969 |  |  | no | no | conventional | open | deactivated | 125
HR-1-3 | HR-1 | Plomin C Thermal Power Plant | Plomin C Thermal Power Plant | Croatia | EU | hard coal | HEP Proizvodnja |  |  |  | no | no | conventional | new coal inactive | cancelled | 500
HU-5-1 | HU-5 | Borsod 1 | Borsod | Hungary | EU | hard coal | AES | 1951 | 2011 | 2011-12-31 | no | no | chp | retired or fuel switch | retired | 30
HU-5-2 | HU-5 | Borsod 2 | Borsod | Hungary | EU | hard coal | AES | 1951 | 2011 | 2011-12-31 | no | no | chp | retired or fuel switch | retired | 30
HU-5-3 | HU-5 | Borsod 3 | Borsod | Hungary | EU | hard coal | AES | 1951 | 2011 | 2011-12-31 | no | no | chp | retired or fuel switch | retired | 30
HU-5-6 | HU-5 | Borsod 6 | Borsod | Hungary | EU | hard coal | AES | 1968 | 2008 | 2008-12-31 | no | no | chp | retired or fuel switch | retired | 12
HU-5-7 | HU-5 | Borsod 5 | Borsod | Hungary | EU | hard coal | AES | 1968 | 2008 | 2008-12-31 | no | no | chp | retired or fuel switch | retired | 21
HU-5-9 | HU-5 | Borsod 8 | Borsod | Hungary | EU | hard coal | AES | 1968 | 2008 | 2008-12-31 | no | no | chp | retired or fuel switch | retired | 10
HU-8-1 | HU-8 | Oroszlany 1 | Oroszlany | Hungary | EU | hard coal | MVM | 1961 |  |  | no | 2030 | conventional | open | deactivated | 55
HU-8-2 | HU-8 | Oroszlany 2 | Oroszlany | Hungary | EU | hard coal | MVM | 1961 |  |  | no | 2030 | conventional | open | deactivated | 65
HU-8-3 | HU-8 | Oroszlany 3 | Oroszlany | Hungary | EU | hard coal | MVM | 1961 |  |  | no | 2030 | conventional | open | deactivated | 65
HU-8-4 | HU-8 | Oroszlany 4 | Oroszlany | Hungary | EU | hard coal | MVM | 1961 |  |  | no | 2030 | conventional | open | deactivated | 65
HU-9-5 | HU-9 | Pecs 5 | Pecs | Hungary | EU | hard coal | Veolia | 1966 | 2012 | 2012-12-31 | no | no | conventional | retired or fuel switch | retired | 60
HU-11-1 | HU-11 | Tiszapalkonya 1 | Tiszapalkonya | Hungary | EU | hard coal | AES | 1952 | 2012 | 2012-12-31 | no | no | conventional | retired or fuel switch | retired | 50
HU-11-2 | HU-11 | Tiszapalkonya 2 | Tiszapalkonya | Hungary | EU | hard coal | AES | 1952 | 2011 | 2011-12-31 | no | no | conventional | retired or fuel switch | retired | 50
HU-11-3 | HU-11 | Tiszapalkonya 3 | Tiszapalkonya | Hungary | EU | hard coal | AES | 1952 | 2011 | 2011-12-31 | no | no | conventional | retired or fuel switch | retired | 55
HU-11-4 | HU-11 | Tiszapalkonya 4 | Tiszapalkonya | Hungary | EU | hard coal | AES | 1952 | 2011 | 2011-12-31 | no | no | conventional | retired or fuel switch | retired | 55
HU-11-5 | HU-11 | Tiszapalkonya 5 | Tiszapalkonya | Hungary | EU | hard coal | AES | 1952 | 2011 | 2011-12-31 | no | no | conventional | retired or fuel switch | retired | 55
HU-11-6 | HU-11 | Tiszapalkonya 6 | Tiszapalkonya | Hungary | EU | hard coal | AES | 1952 | 2011 | 2011-12-31 | no | no | conventional | retired or fuel switch | retired | 13
HU-12-1 | HU-12 | Matra 1 | Matra | Hungary | EU | lignite | MVM | 1969 | 2025 | 2021-03-03 | yes | no | conventional | open | operational | 100
HU-12-2 | HU-12 | Matra 2 | Matra | Hungary | EU | lignite | MVM | 1969 | 2025 | 2021-03-03 | yes | no | conventional | open | operational | 100
HU-12-3 | HU-12 | Matra 3 | Matra | Hungary | EU | lignite | MVM | 1969 | 2025 | 2021-03-03 | yes | no | conventional | open | operational | 220
HU-12-4 | HU-12 | Matra 4 | Matra | Hungary | EU | lignite | MVM | 1969 | 2025 | 2021-03-03 | yes | no | conventional | open | operational | 232
HU-12-5 | HU-12 | Matra 5 | Matra | Hungary | EU | lignite | MVM | 1969 | 2025 | 2021-03-03 | yes | no | conventional | open | operational | 232
HU-12-6 | HU-12 | Matra 6 | Matra | Hungary | EU | lignite | RWE |  |  |  | no | no | conventional | new coal inactive | cancelled | 500
IE-3-1 | IE-3 | Moneypoint 1 | Moneypoint | Ireland | EU | hard coal | ESB Group | 1985 |  |  | no | 2025 | conventional | open | operational | 305
IE-3-2 | IE-3 | Moneypoint 2 | Moneypoint | Ireland | EU | hard coal | ESB Group | 1986 |  |  | no | 2025 | conventional | open | operational | 305
IE-3-3 | IE-3 | Moneypoint 3 | Moneypoint | Ireland | EU | hard coal | ESB Group | 1987 |  |  | no | 2025 | conventional | open | operational | 305
IT-1-1 | IT-1 | Brescia 3 | Brescia | Italy | EU | hard coal | A2A | 1988 | 2020 | 2020-04-21 | no | no | chp | retired or fuel switch | retired | 75
IT-2-1 | IT-2 | Brindisi Sud 1 | Brindisi Sud | Italy | EU | hard coal | Enel | 1991 |  |  | no | 2025 | conventional | open | operational | 660
IT-2-2 | IT-2 | Brindisi Sud 2 | Brindisi Sud | Italy | EU | hard coal | Enel | 1992 | 2020 | 2020-05-28 | no | no | conventional | retired or fuel switch | retired | 660
IT-2-3 | IT-2 | Brindisi Sud 3 | Brindisi Sud | Italy | EU | hard coal | Enel | 1992 |  |  | no | 2025 | conventional | open | operational | 660
IT-2-4 | IT-2 | Brindisi Sud 4 | Brindisi Sud | Italy | EU | hard coal | Enel | 1993 |  |  | no | 2025 | conventional | open | operational | 660
IT-3-3 | IT-3 | Brindisi Nord 3 | Brindisi Nord | Italy | EU | hard coal | A2A | 1979 |  |  | no | 2025 | conventional | open | standby | 320
IT-3-4 | IT-3 | Brindisi Nord 4 | Brindisi Nord | Italy | EU | hard coal | A2A | 1979 |  |  | no | 2025 | conventional | open | standby | 320
IT-7-1 | IT-7 | Torrevaldaliga Nord 2 | Torrevaldaliga Nord | Italy | EU | hard coal | Enel | 2010 |  |  | no | 2025 | conventional | open | operational | 660
IT-7-2 | IT-7 | Torrevaldaliga Nord 3 | Torrevaldaliga Nord | Italy | EU | hard coal | Enel | 2010 |  |  | no | 2025 | conventional | open | operational | 660
IT-7-3 | IT-7 | Torrevaldaliga Nord 4 | Torrevaldaliga Nord | Italy | EU | hard coal | Enel | 2009 |  |  | no | 2025 | conventional | open | operational | 660
IT-9-1 | IT-9 | Genova 3 | Genova | Italy | EU | hard coal | Enel | 1952 | 2014 | 2014-12-31 | no | no | conventional | retired or fuel switch | retired | 70
IT-9-2 | IT-9 | Genova 4 | Genova | Italy | EU | hard coal | Enel | 1952 | 2014 | 2014-12-31 | no | no | conventional | retired or fuel switch | retired | 70
IT-9-3 | IT-9 | Genova 6 | Genova | Italy | EU | hard coal | Enel | 1960 | 2017 | 2017-03-31 | no | no | conventional | retired or fuel switch | retired | 155
IT-10-1 | IT-10 | Bastardo 1 | Bastardo | Italy | EU | hard coal | Enel | 1989 |  |  | no | 2025 | conventional | open | operational | 75
IT-10-2 | IT-10 | Bastardo 2 | Bastardo | Italy | EU | hard coal | Enel | 1990 |  |  | no | 2025 | conventional | open | operational | 75
IT-11-1 | IT-11 | La Spezia 3 | La Spezia | Italy | EU | hard coal | Enel | 1967 |  |  | no | 2025 | conventional | open | operational | 600
IT-13-1 | IT-13 | Monfalcone 1 | Monfalcone | Italy | EU | hard coal | A2A | 1965 |  |  | no | 2025 | conventional | open | operational | 165
IT-13-2 | IT-13 | Monfalcone 2 | Monfalcone | Italy | EU | hard coal | A2A | 1970 |  |  | no | 2025 | conventional | open | operational | 171
IT-19-1 | IT-19 | Fiume Santo 3 | Fiume Santo | Italy | EU | hard coal | EPH | 1992 |  |  | no | 2025 | conventional | open | operational | 320
IT-19-2 | IT-19 | Fiume Santo 4 | Fiume Santo | Italy | EU | hard coal | EPH | 1993 |  |  | no | 2025 | conventional | open | operational | 320
IT-20-3 | IT-20 | Sulcis 2 | Sulcis | Italy | EU | hard coal | Enel | 2005 |  |  | no | 2025 | conventional | open | operational | 350
IT-20-4 | IT-20 | Sulcis 3 | Sulcis | Italy | EU | hard coal | Enel | 1986 |  |  | no | 2025 | conventional | open | operational | 240
IT-20-5 | IT-20 | Sulcis Power Station | Sulcis Power Station | Italy | EU | hard coal | Enea |  |  |  | no | no | conventional | new coal inactive | cancelled | 350
IT-23-3 | IT-23 | Vado Ligure VL3 | Vado Ligure | Italy | EU | hard coal | Engie | 1971 | 2016 | 2016-06-06 | no | no | conventional | retired or fuel switch | retired | 330
IT-23-4 | IT-23 | Vado Ligure VL4 | Vado Ligure | Italy | EU | hard coal | Engie | 1971 | 2016 | 2016-06-06 | no | no | conventional | retired or fuel switch | retired | 330
IT-24-1 | IT-24 | Fusina GR1 | Fusina | Italy | EU | hard coal | Enel | 1964 |  |  | no | 2025 | conventional | open | operational | 165
IT-24-2 | IT-24 | Fusina GR2 | Fusina | Italy | EU | hard coal | Enel | 1969 |  |  | no | 2025 | conventional | open | operational | 171
IT-24-3 | IT-24 | Fusina GR3 | Fusina | Italy | EU | hard coal | Enel | 1974 |  |  | no | 2025 | conventional | open | operational | 320
IT-24-4 | IT-24 | Fusina GR4 | Fusina | Italy | EU | hard coal | Enel | 1974 |  |  | no | 2025 | conventional | open | operational | 320
IT-26-1 | IT-26 | Marghera 1 | Marghera | Italy | EU | hard coal | Enel | 1952 | 2015 | 2015-12-31 | no | no | conventional | retired or fuel switch | retired | 70
IT-26-2 | IT-26 | Marghera 2 | Marghera | Italy | EU | hard coal | Enel | 1956 | 2015 | 2015-12-31 | no | no | conventional | retired or fuel switch | retired | 70
KS-1-1 | KS-1 | Kosovo A 1 | Kosovo A | Kosovo | Western Balkans | lignite | KEK | 1962 | 2006 | 2006-12-31 | no | no | chp | retired or fuel switch | retired | 65
KS-1-2 | KS-1 | Kosovo A 2 | Kosovo A | Kosovo | Western Balkans | lignite | KEK | 1965 | 2006 | 2006-12-31 | no | no | chp | retired or fuel switch | retired | 125
KS-1-3 | KS-1 | Kosovo A 3 | Kosovo A | Kosovo | Western Balkans | lignite | KEK | 1970 |  |  | no | no | conventional | open | operational | 200
KS-1-4 | KS-1 | Kosovo A 4 | Kosovo A | Kosovo | Western Balkans | lignite | KEK | 1971 |  |  | no | no | conventional | open | operational | 200
KS-1-5 | KS-1 | Kosovo A 5 | Kosovo A | Kosovo | Western Balkans | lignite | KEK | 1975 |  |  | no | no | conventional | open | operational | 210
KS-2-1 | KS-2 | Kosovo B 1 | Kosovo B | Kosovo | Western Balkans | lignite | KEK | 1983 |  |  | no | no | conventional | open | operational | 339
KS-2-2 | KS-2 | Kosovo B 2 | Kosovo B | Kosovo | Western Balkans | lignite | KEK | 1984 |  |  | no | no | conventional | open | operational | 339
KS-3-1 | KS-3 | New Kosovo power station | New Kosovo power station | Kosovo | Western Balkans | lignite | ContourGlobal |  |  |  | no | no | conventional | new coal inactive | cancelled | 450
ME-1-1 | ME-1 | Pljevlja | Pljevlja | Montenegro | Western Balkans | lignite | State of Montenegro | 1982 |  |  | no | no | conventional | open | operational | 225
ME-1-2 | ME-1 | Pljevlja Power Station Unit II | Pljevlja Power Station | Montenegro | Western Balkans | lignite | State of Montenegro |  |  |  | no | no | conventional | new coal inactive | cancelled | 225
MK-1-1 | MK-1 | Bitola 1 | Bitola | North Macedonia | Western Balkans | lignite | JSC ELEM Skopje | 1982 |  |  | no | no | conventional | open | operational | 225
MK-1-2 | MK-1 | Bitola 2 | Bitola | North Macedonia | Western Balkans | lignite | JSC ELEM Skopje | 1984 |  |  | no | no | conventional | open | operational | 225
MK-1-3 | MK-1 | Bitola 3 | Bitola | North Macedonia | Western Balkans | lignite | JSC ELEM Skopje | 1988 |  |  | no | no | conventional | open | operational | 225
MK-2-1 | MK-2 | Oslomej | Oslomej | North Macedonia | Western Balkans | lignite | JSC ELEM Skopje | 1980 |  |  | no | no | conventional | open | standby | 125
MK-2-2 | MK-2 | Oslomej reconstruction | Oslomej | North Macedonia | Western Balkans | lignite | Elektrani na Severna Makedonija (ESM) |  |  |  | no | no | conventional | new coal inactive | cancelled | 130
NL-1-1 | NL-1 | Hemweg 8 | Hemweg | Netherlands | EU | hard coal | Vattenfall | 1995 | 2019 | 2019-03-08 | no | no | conventional | retired or fuel switch | retired | 685
NL-2-1 | NL-2 | Borssele 12 | Borssele | Netherlands | EU | hard coal | RWE | 1988 | 2015 | 2015-12-31 | no | no | conventional | retired or fuel switch | retired | 441
NL-4-5 | NL-4 | Amer 9 | Amer | Netherlands | EU | hard coal | RWE | 1994 | 2024 | 2019-12-10 | yes | no | conventional | open | operational | 652
NL-4-6 | NL-4 | Amer 8 | Amer | Netherlands | EU | hard coal | RWE | 1981 | 2015 | 2015-12-31 | no | no | conventional | retired or fuel switch | retired | 701
NL-6-1 | NL-6 | Maasvlakte 1 | Maasvlakte | Netherlands | EU | hard coal | Uniper | 1988 | 2017 | 2013-09-01 | no | no | conventional | retired or fuel switch | retired | 603
NL-6-2 | NL-6 | Maasvlakte 2 | Maasvlakte | Netherlands | EU | hard coal | Uniper | 1987 | 2017 | 2013-09-01 | no | no | conventional | retired or fuel switch | retired | 603
NL-7-3 | NL-7 | Gelderland 13 | Gelderland | Netherlands | EU | hard coal | Engie | 1982 | 2015 | 2015-12-31 | no | no | conventional | retired or fuel switch | retired | 632
NL-10-1 | NL-10 | Maasvlakte 3 | Maasvlakte 3 | Netherlands | EU | hard coal | Uniper | 2016 | 2029 | 2019-12-10 | yes | no | conventional | open | operational | 1196
NL-11-1 | NL-11 | Maasvlakte New New | Maasvlakte New | Netherlands | EU | hard coal | Riverstone | 2015 | 2029 | 2019-12-10 | yes | no | conventional | open | operational | 870
NL-12-1 | NL-12 | Eemshaven 1 | Eemshaven | Netherlands | EU | hard coal | RWE | 2015 | 2029 | 2019-12-10 | yes | no | conventional | open | operational | 870
NL-12-2 | NL-12 | Eemshaven 2 | Eemshaven | Netherlands | EU | hard coal | RWE | 2015 | 2029 | 2019-12-10 | yes | no | conventional | open | operational | 870
PL-4-1 | PL-4 | Bedzin | Bedzin | Poland | EU | hard coal | EC Będzin SA | 1975 |  |  | no | no | chp | open | operational | 82
PL-5-1 | PL-5 | Lagisza B1 | Lagisza | Poland | EU | hard coal | Tauron | 1963 | 2013 | 2013-12-31 | no | no | conventional | retired or fuel switch | retired | 120
PL-5-2 | PL-5 | Lagisza B2 | Lagisza | Poland | EU | hard coal | Tauron | 1963 | 2013 | 2013-12-31 | no | no | conventional | retired or fuel switch | retired | 120
PL-5-4 | PL-5 | Lagisza B4 | Lagisza | Poland | EU | hard coal | Tauron | 1966 | 2009 | 2009-12-31 | no | no | conventional | retired or fuel switch | retired | 120
PL-5-5 | PL-5 | Lagisza B5 | Lagisza | Poland | EU | hard coal | Tauron | 1966 | 2016 | 2016-12-31 | no | no | conventional | retired or fuel switch | retired | 120
PL-5-6 | PL-5 | Lagisza B6 | Lagisza | Poland | EU | hard coal | Tauron | 1966 | 2023 | 2020-04-09 | yes | no | conventional | open | deactivated | 120
PL-5-7 | PL-5 | Lagisza B7 | Lagisza | Poland | EU | hard coal | Tauron | 1966 | 2023 | 2020-04-09 | yes | no | conventional | open | deactivated | 120
PL-5-8 | PL-5 | Lagisza B10 | Lagisza | Poland | EU | hard coal | Tauron | 2009 |  |  | no | no | chp | open | operational | 460
PL-6-1 | PL-6 | Belchatow B1 | Belchatow | Poland | EU | lignite | PGE | 1981 | 2019 | 2018-03-28 | no | no | conventional | retired or fuel switch | retired | 370
PL-6-2 | PL-6 | Belchatow B2 | Belchatow | Poland | EU | lignite | PGE | 1983 |  |  | no | no | conventional | open | operational | 358
PL-6-3 | PL-6 | Belchatow B3 | Belchatow | Poland | EU | lignite | PGE | 1983 |  |  | no | no | conventional | open | operational | 380
PL-6-4 | PL-6 | Belchatow B4 | Belchatow | Poland | EU | lignite | PGE | 1984 |  |  | no | no | conventional | open | operational | 380
PL-6-5 | PL-6 | Belchatow B5 | Belchatow | Poland | EU | lignite | PGE | 1984 |  |  | no | no | conventional | open | operational | 380
PL-6-6 | PL-6 | Belchatow B6 | Belchatow | Poland | EU | lignite | PGE | 1985 |  |  | no | no | conventional | open | operational | 394
PL-6-7 | PL-6 | Belchatow B7 | Belchatow | Poland | EU | lignite | PGE | 1985 |  |  | no | no | conventional | open | operational | 390
PL-6-8 | PL-6 | Belchatow B8 | Belchatow | Poland | EU | lignite | PGE | 1986 |  |  | no | no | conventional | open | operational | 390
PL-6-9 | PL-6 | Belchatow B9 | Belchatow | Poland | EU | lignite | PGE | 1986 |  |  | no | no | conventional | open | operational | 370
PL-6-10 | PL-6 | Belchatow B10 | Belchatow | Poland | EU | lignite | PGE | 1987 |  |  | no | no | conventional | open | operational | 370
PL-6-11 | PL-6 | Belchatow B11 | Belchatow | Poland | EU | lignite | PGE | 1988 |  |  | no | no | conventional | open | operational | 390
PL-6-12 | PL-6 | Belchatow B12 | Belchatow | Poland | EU | lignite | PGE | 1988 |  |  | no | no | conventional | open | operational | 370
PL-6-13 | PL-6 | Belchatow II B14 | Belchatow | Poland | EU | lignite | PGE | 2011 |  |  | no | no | conventional | open | operational | 858
PL-8-1 | PL-8 | Bialystok B1 | Bialystok | Poland | EU | hard coal | Enea | 1978 | 2012 | 2012-12-31 | no | no | chp | retired or fuel switch | no longer coal | 65
PL-8-2 | PL-8 | Bialystok B2 | Bialystok | Poland | EU | hard coal | Enea | 1981 |  |  | no | no | chp | open | operational | 55
PL-8-3 | PL-8 | Bialystok B3 | Bialystok | Poland | EU | hard coal | Enea | 1991 |  |  | no | no | chp | open | operational | 55
PL-11-1 | PL-11 | Bielsko-Biala 1 | Bielsko-Biala | Poland | EU | hard coal | Tauron | 1960 | 2015 | 2015-12-31 | no | no | chp | retired or fuel switch | retired | 61
PL-11-2 | PL-11 | Bielsko-Biala 2 | Bielsko-Biala | Poland | EU | hard coal | Tauron | 2013 |  |  | no | no | chp | open | operational | 50
PL-11-6 | PL-11 | Bielsko-Polnoc | Bielsko-Polnoc | Poland | EU | hard coal | Tauron | 1997 | 1997 | 1997-01-01 | no | no | chp | retired or fuel switch | retired | 55
PL-13-1 | PL-13 | Turow B1 | Turow | Poland | EU | lignite | PGE | 1998 |  |  | no | no | conventional | open | operational | 235
PL-13-2 | PL-13 | Turow B2 | Turow | Poland | EU | lignite | PGE | 1998 |  |  | no | no | conventional | open | operational | 235
PL-13-3 | PL-13 | Turow B3 | Turow | Poland | EU | lignite | PGE | 2000 |  |  | no | no | conventional | open | operational | 235
PL-13-4 | PL-13 | Turow B4 | Turow | Poland | EU | lignite | PGE | 1963 |  |  | no | no | conventional | open | operational | 261
PL-13-5 | PL-13 | Turow B5 | Turow | Poland | EU | lignite | PGE | 1964 |  |  | no | no | conventional | open | operational | 261
PL-13-6 | PL-13 | Turow B6 | Turow | Poland | EU | lignite | PGE | 1964 |  |  | no | no | conventional | open | operational | 261
PL-13-7 | PL-13 | Turow B7 | Turow | Poland | EU | lignite | PGE | 2021 |  |  | no | no | conventional | construction | construction | 460
PL-13-8 | PL-13 | Turow B8 | Turow | Poland | EU | lignite | PGE | 1970 | 2010 | 2010-12-31 | no | no | conventional | retired or fuel switch | retired | 200
PL-13-9 | PL-13 | Turow B9 | Turow | Poland | EU | lignite | PGE | 1971 | 2012 | 2012-12-31 | no | no | conventional | retired or fuel switch | retired | 200
PL-13-10 | PL-13 | Turow B10 | Turow | Poland | EU | lignite | PGE | 1971 | 2013 | 2013-12-31 | no | no | conventional | retired or fuel switch | retired | 206
PL-16-1 | PL-16 | Opole B1 | Opole | Poland | EU | hard coal | PGE | 1993 |  |  | no | no | conventional | open | operational | 386
PL-16-2 | PL-16 | Opole B2 | Opole | Poland | EU | hard coal | PGE | 1994 |  |  | no | no | conventional | open | operational | 383
PL-16-3 | PL-16 | Opole B3 | Opole | Poland | EU | hard coal | PGE | 1996 |  |  | no | no | conventional | open | operational | 383
PL-16-4 | PL-16 | Opole B4 | Opole | Poland | EU | hard coal | PGE | 1997 |  |  | no | no | conventional | open | operational | 380
PL-16-5 | PL-16 | Opole B5 | Opole | Poland | EU | hard coal | PGE | 2019 |  |  | no | no | conventional | open | operational | 900
PL-16-6 | PL-16 | Opole B6 | Opole | Poland | EU | hard coal | PGE | 2019 |  |  | no | no | conventional | open | operational | 900
PL-18-1 | PL-18 | Bydgoszcz II 1 | Bydgoszcz II | Poland | EU | hard coal | PGE | 1971 |  |  | no | no | chp | open | operational | 55
PL-18-2 | PL-18 | Bydgoszcz II 3 | Bydgoszcz II | Poland | EU | hard coal | PGE | 1971 |  |  | no | no | chp | open | operational | 32
PL-18-3 | PL-18 | Bydgoszcz II 2 | Bydgoszcz II | Poland | EU | hard coal | PGE | 1976 |  |  | no | no | chp | open | operational | 55
PL-18-4 | PL-18 | Bydgoszcz II 5 | Bydgoszcz II | Poland | EU | hard coal | PGE | 1984 | 2015 | 2015-12-31 | no | no | chp | retired or fuel switch | retired | 35
PL-18-5 | PL-18 | Bydgoszcz II 4 | Bydgoszcz II | Poland | EU | hard coal | PGE | 1971 |  |  | no | no | chp | open | operational | 50
PL-20-1 | PL-20 | Miechowice 1 | Miechowice | Poland | EU | hard coal | Fortum | 1955 |  |  | no | no | chp | open | operational | 55
PL-20-2 | PL-20 | Miechowice 2 | Miechowice | Poland | EU | hard coal | Fortum | 1955 |  |  | no | no | chp | open | operational | 55
PL-20-3 | PL-20 | Miechowice 3 | Miechowice | Poland | EU | hard coal | Fortum | 1998 |  |  | no | no | chp | open | operational | 15
PL-23-1 | PL-23 | Chorzow 2 B1 | Chorzow 2 | Poland | EU | hard coal | CEZ | 2003 |  |  | no | no | chp | open | operational | 113
PL-23-2 | PL-23 | Chorzow 2 B2 | Chorzow 2 | Poland | EU | hard coal | CEZ | 2003 |  |  | no | no | chp | open | operational | 113
PL-33-1 | PL-33 | Czestochowa | Czestochowa | Poland | EU | hard coal | Fortum | 2010 |  |  | no | no | chp | open | operational | 64
PL-40-1 | PL-40 | Elblag 1 | Elblag | Poland | EU | hard coal | Energa | 1955 | 8888 | 2020-06-30 | yes | no | chp | open | operational | 25
PL-40-2 | PL-40 | Elblag 2 | Elblag | Poland | EU | hard coal | Energa | 1956 | 8888 | 2020-06-30 | yes | no | chp | open | operational | 25
PL-40-3 | PL-40 | Elblag 3 | Elblag | Poland | EU | hard coal | Energa | 1957 | 8888 | 2020-06-30 | yes | no | chp | open | operational | 12
PL-43-1 | PL-43 | Gdansk 2 B1 | Gdansk 2 | Poland | EU | hard coal | PGE | 1971 | 2013 | 2013-12-31 | no | no | chp | retired or fuel switch | retired | 19
PL-43-2 | PL-43 | Gdansk 2 B2 | Gdansk 2 | Poland | EU | hard coal | PGE | 1973 |  |  | no | no | chp | open | operational | 53
PL-43-3 | PL-43 | Gdansk 2 B3 | Gdansk 2 | Poland | EU | hard coal | PGE | 1978 |  |  | no | no | chp | open | operational | 54
PL-43-4 | PL-43 | Gdansk 2 B4 | Gdansk 2 | Poland | EU | hard coal | PGE | 1984 |  |  | no | no | chp | open | operational | 58
PL-43-5 | PL-43 | Gdansk 2 B5 | Gdansk 2 | Poland | EU | hard coal | PGE | 1994 |  |  | no | no | chp | open | operational | 53
PL-46-1 | PL-46 | Gdynia 3 1 | Gdynia | Poland | EU | hard coal | PGE | 1980 |  |  | no | no | chp | open | operational | 53
PL-46-2 | PL-46 | Gdynia 3 2 | Gdynia | Poland | EU | hard coal | PGE | 1990 |  |  | no | no | chp | open | operational | 53
PL-69-1 | PL-69 | Jaworzno 2 B2 | Jaworzno 2 | Poland | EU | hard coal | Tauron | 1998 |  |  | no | no | chp | open | operational | 60
PL-69-2 | PL-69 | Jaworzno 2 B3 | Jaworzno 2 | Poland | EU | hard coal | Tauron | 1998 |  |  | no | no | chp | open | operational | 70
PL-69-3 | PL-69 | Jaworzno 2 B4 | Jaworzno 2 | Poland | EU | hard coal | Tauron | 1998 |  |  | no | no | chp | open | operational | 70
PL-70-1 | PL-70 | Jaworzno 3 B1 | Jaworzno 3 | Poland | EU | hard coal | Tauron | 1977 |  |  | no | no | conventional | open | operational | 225
PL-70-2 | PL-70 | Jaworzno 3 B2 | Jaworzno 3 | Poland | EU | hard coal | Tauron | 1977 |  |  | no | no | conventional | open | operational | 225
PL-70-3 | PL-70 | Jaworzno 3 B3 | Jaworzno 3 | Poland | EU | hard coal | Tauron | 1977 |  |  | no | no | conventional | open | operational | 225
PL-70-4 | PL-70 | Jaworzno 3 B4 | Jaworzno 3 | Poland | EU | hard coal | Tauron | 1977 |  |  | no | no | conventional | open | operational | 225
PL-70-5 | PL-70 | Jaworzno 3 B5 | Jaworzno 3 | Poland | EU | hard coal | Tauron | 1977 |  |  | no | no | conventional | open | operational | 220
PL-70-6 | PL-70 | Jaworzno 3 B6 | Jaworzno 3 | Poland | EU | hard coal | Tauron | 1979 |  |  | no | no | conventional | open | operational | 225
PL-70-7 | PL-70 | Jaworzno 3 B7 | Jaworzno 3 | Poland | EU | hard coal | Tauron | 2020 |  |  | no | no | conventional | open | operational | 910
PL-76-1 | PL-76 | Katowice B1 | Katowice | Poland | EU | hard coal | Tauron | 1999 |  |  | no | no | conventional | open | operational | 135
PL-80-3 | PL-80 | Blachownia 1 | Blachownia | Poland | EU | hard coal | Tauron | 1957 | 2014 | 2014-12-31 | no | no | conventional | retired or fuel switch | retired | 165
PL-90-1 | PL-90 | Patnow I B1 | Patnow I | Poland | EU | lignite | ZEPAK | 1967 | 2024 | 2020-10-01 | yes | no | conventional | open | operational | 200
PL-90-2 | PL-90 | Patnow I B2 | Patnow I | Poland | EU | lignite | ZEPAK | 1967 | 2024 | 2020-10-01 | yes | no | conventional | open | operational | 200
PL-90-3 | PL-90 | Patnow I B3 | Patnow I | Poland | EU | lignite | ZEPAK | 1968 | 2020 | 2020-04-07 | no | no | conventional | retired or fuel switch | retired | 200
PL-90-4 | PL-90 | Patnow I B4 | Patnow I | Poland | EU | lignite | ZEPAK | 1968 | 2019 | 2020-04-07 | no | no | conventional | retired or fuel switch | retired | 200
PL-90-5 | PL-90 | Patnow I B5 | Patnow I | Poland | EU | lignite | ZEPAK | 1969 | 2023 | 2020-10-01 | yes | no | conventional | open | operational | 200
PL-90-6 | PL-90 | Patnow I B6 | Patnow I | Poland | EU | lignite | ZEPAK | 1969 | 2020 | 2020-04-07 | no | no | conventional | retired or fuel switch | retired | 200
PL-91-1 | PL-91 | Konin B1 | Konin | Poland | EU | lignite | ZEPAK | 1964 | 2022 | 2020-07-22 | yes | no | chp | open | operational | 28
PL-91-2 | PL-91 | Konin B2 | Konin | Poland | EU | lignite | ZEPAK | 1958 | 2022 | 2020-07-22 | yes | no | chp | open | operational | 50
PL-91-4 | PL-91 | Konin B3 | Konin | Poland | EU | lignite | ZEPAK | 1958 | 2020 | 2020-06-30 | no | no | chp | retired or fuel switch | retired | 65
PL-91-5 | PL-91 | Konin B4 | Konin | Poland | EU | lignite | ZEPAK | 1961 | 2020 | 2020-06-30 | no | no | chp | retired or fuel switch | retired | 50
PL-96-1 | PL-96 | Kozienice B1 | Kozienice | Poland | EU | hard coal | Enea | 1972 |  |  | no | no | conventional | open | operational | 215
PL-96-2 | PL-96 | Kozienice B2 | Kozienice | Poland | EU | hard coal | Enea | 1973 |  |  | no | no | conventional | open | operational | 225
PL-96-3 | PL-96 | Kozienice B3 | Kozienice | Poland | EU | hard coal | Enea | 1973 |  |  | no | no | conventional | open | operational | 225
PL-96-4 | PL-96 | Kozienice B4 | Kozienice | Poland | EU | hard coal | Enea | 1973 |  |  | no | no | conventional | open | operational | 228
PL-96-5 | PL-96 | Kozienice B5 | Kozienice | Poland | EU | hard coal | Enea | 1973 |  |  | no | no | conventional | open | operational | 225
PL-96-6 | PL-96 | Kozienice B6 | Kozienice | Poland | EU | hard coal | Enea | 1974 |  |  | no | no | conventional | open | operational | 228
PL-96-7 | PL-96 | Kozienice B7 | Kozienice | Poland | EU | hard coal | Enea | 1974 |  |  | no | no | conventional | open | operational | 225
PL-96-8 | PL-96 | Kozienice B8 | Kozienice | Poland | EU | hard coal | Enea | 1975 |  |  | no | no | conventional | open | operational | 228
PL-96-9 | PL-96 | Kozienice B9 | Kozienice | Poland | EU | hard coal | Enea | 1978 |  |  | no | no | conventional | open | operational | 560
PL-96-10 | PL-96 | Kozienice B10 | Kozienice | Poland | EU | hard coal | Enea | 1979 |  |  | no | no | conventional | open | operational | 560
PL-96-11 | PL-96 | Kozienice B11 | Kozienice | Poland | EU | hard coal | Enea | 2017 |  |  | no | no | conventional | open | operational | 1075
PL-98-1 | PL-98 | Krakow B1 | Krakow | Poland | EU | hard coal | PGE | 1970 |  |  | no | no | chp | open | operational | 120
PL-98-2 | PL-98 | Krakow B2 | Krakow | Poland | EU | hard coal | PGE | 1978 |  |  | no | no | chp | open | operational | 120
PL-98-3 | PL-98 | Krakow B3 | Krakow | Poland | EU | hard coal | PGE | 1984 |  |  | no | no | chp | open | operational | 110
PL-98-4 | PL-98 | Krakow B4 | Krakow | Poland | EU | hard coal | PGE | 1985 | 2015 | 2015-12-31 | no | no | chp | retired or fuel switch | retired | 110
PL-107-1 | PL-107 | Laziska B1 | Laziska | Poland | EU | hard coal | Tauron | 1960 | 2023 | 2020-04-09 | yes | no | conventional | open | deactivated | 125
PL-107-2 | PL-107 | Laziska B2 | Laziska | Poland | EU | hard coal | Tauron | 1960 | 2023 | 2020-04-09 | yes | no | conventional | open | deactivated | 125
PL-107-3 | PL-107 | Laziska B9 | Laziska | Poland | EU | hard coal | Tauron | 1982 |  |  | no | no | conventional | open | operational | 230
PL-107-4 | PL-107 | Laziska B10 | Laziska | Poland | EU | hard coal | Tauron | 1982 |  |  | no | no | conventional | open | operational | 225
PL-107-5 | PL-107 | Laziska B11 | Laziska | Poland | EU | hard coal | Tauron | 1982 |  |  | no | no | conventional | open | operational | 225
PL-107-6 | PL-107 | Laziska B12 | Laziska | Poland | EU | hard coal | Tauron | 1982 |  |  | no | no | conventional | open | operational | 225
PL-113-1 | PL-113 | Lodz 2 1 | Lodz 2 | Poland | EU | hard coal | Veolia | 1958 | 2015 | 2015-12-31 | no | no | chp | retired or fuel switch | retired | 87
PL-114-1 | PL-114 | Lodz 3 1 | Lodz 3 | Poland | EU | hard coal | Veolia | 1968 | 2025 | 2021-03-22 | yes | no | chp | open | operational | 32
PL-114-2 | PL-114 | Lodz 3 2 | Lodz 3 | Poland | EU | hard coal | Veolia | 1968 | 2025 | 2021-03-22 | yes | no | chp | open | operational | 55
PL-114-3 | PL-114 | Lodz 3 3 | Lodz 3 | Poland | EU | hard coal | Veolia | 1968 | 2025 | 2021-03-22 | yes | no | chp | open | operational | 55
PL-114-4 | PL-114 | Lodz 3 4 | Lodz 3 | Poland | EU | hard coal | Veolia | 1968 | 2025 | 2021-03-22 | yes | no | chp | open | operational | 55
PL-115-1 | PL-115 | Lodz 4 BC-50-1 | Lodz 4 | Poland | EU | hard coal | Veolia | 1977 | 2025 | 2025-03-22 | yes | no | chp | open | operational | 55
PL-115-2 | PL-115 | Lodz 4 BC-50-2 | Lodz 4 | Poland | EU | hard coal | Veolia | 1978 | 2025 | 2025-03-22 | yes | no | chp | open | operational | 55
PL-115-3 | PL-115 | Lodz 4 BC-100-3 | Lodz 4 | Poland | EU | hard coal | Veolia | 1992 | 2025 | 2021-03-22 | yes | no | chp | open | operational | 105
PL-126-1 | PL-126 | Mielec 1 | Mielec | Poland | EU | hard coal | E-Star Plc | 1962 |  |  | no | no | chp | open | operational | 30
PL-132-1 | PL-132 | Dolna Odra B1 | Dolna Odra | Poland | EU | hard coal | PGE | 1974 | 2020 | 2018-01-04 | no | no | conventional | retired or fuel switch | retired | 222
PL-132-2 | PL-132 | Dolna Odra B2 | Dolna Odra | Poland | EU | hard coal | PGE | 1974 | 2020 | 2018-01-04 | no | no | conventional | retired or fuel switch | retired | 232
PL-132-3 | PL-132 | Dolna Odra B3 | Dolna Odra | Poland | EU | hard coal | PGE | 1975 | 2014 | 2014-12-31 | no | no | conventional | retired or fuel switch | retired | 215
PL-132-4 | PL-132 | Dolna Odra B4 | Dolna Odra | Poland | EU | hard coal | PGE | 1975 | 2012 | 2012-12-31 | no | no | conventional | retired or fuel switch | retired | 215
PL-132-5 | PL-132 | Dolna Odra B5 | Dolna Odra | Poland | EU | hard coal | PGE | 1975 |  |  | no | no | conventional | open | operational | 222
PL-132-6 | PL-132 | Dolna Odra B6 | Dolna Odra | Poland | EU | hard coal | PGE | 1976 |  |  | no | no | conventional | open | operational | 222
PL-132-7 | PL-132 | Dolna Odra B7 | Dolna Odra | Poland | EU | hard coal | PGE | 1976 |  |  | no | no | conventional | open | operational | 232
PL-132-8 | PL-132 | Dolna Odra B8 | Dolna Odra | Poland | EU | hard coal | PGE | 1977 |  |  | no | no | conventional | open | operational | 232
PL-140-1 | PL-140 | Ostroleka A1 | Ostroleka | Poland | EU | hard coal | Energa | 1957 | 2015 | 2015-12-31 | no | no | chp | retired or fuel switch | retired | 26
PL-140-2 | PL-140 | Ostroleka A2 | Ostroleka | Poland | EU | hard coal | Energa | 1957 | 2015 | 2015-12-31 | no | no | chp | retired or fuel switch | retired | 26
PL-140-3 | PL-140 | Ostroleka A3 | Ostroleka | Poland | EU | hard coal | Energa | 1957 | 2015 | 2015-12-31 | no | no | chp | retired or fuel switch | retired | 7
PL-140-4 | PL-140 | Ostroleka A4 | Ostroleka | Poland | EU | hard coal | Energa | 1958 |  |  | no | no | chp | open | operational | 34
PL-140-5 | PL-140 | Ostroleka B1 | Ostroleka | Poland | EU | hard coal | Energa | 1972 |  |  | no | no | conventional | open | operational | 221
PL-140-6 | PL-140 | Ostroleka B2 | Ostroleka | Poland | EU | hard coal | Energa | 1972 |  |  | no | no | conventional | open | operational | 200
PL-140-7 | PL-140 | Ostroleka B3 | Ostroleka | Poland | EU | hard coal | Energa | 1972 |  |  | no | no | conventional | open | operational | 226
PL-155-1 | PL-155 | Polaniec B1 | Polaniec | Poland | EU | hard coal | Enea | 1979 |  |  | no | no | conventional | open | operational | 225
PL-155-2 | PL-155 | Polaniec B2 | Polaniec | Poland | EU | hard coal | Enea | 1980 |  |  | no | no | conventional | open | operational | 242
PL-155-3 | PL-155 | Polaniec B3 | Polaniec | Poland | EU | hard coal | Enea | 1980 |  |  | no | no | conventional | open | operational | 242
PL-155-4 | PL-155 | Polaniec B4 | Polaniec | Poland | EU | hard coal | Enea | 1981 |  |  | no | no | conventional | open | operational | 242
PL-155-5 | PL-155 | Polaniec B5 | Polaniec | Poland | EU | hard coal | Enea | 1982 |  |  | no | no | conventional | open | operational | 242
PL-155-6 | PL-155 | Polaniec B6 | Polaniec | Poland | EU | hard coal | Enea | 1982 |  |  | no | no | conventional | open | operational | 242
PL-155-7 | PL-155 | Polaniec B7 | Polaniec | Poland | EU | hard coal | Enea | 1983 |  |  | no | no | conventional | open | operational | 239
PL-155-8 | PL-155 | Polaniec B8 | Polaniec | Poland | EU | hard coal | Enea | 1983 | 2011 | 2011-12-31 | no | no | conventional | retired or fuel switch | retired | 225
PL-158-1 | PL-158 | Poznan Garbary 1 | Poznan Garbary | Poland | EU | hard coal | Veolia | 1929 | 2015 | 2015-12-31 | no | no | chp | retired or fuel switch | retired | 7
PL-158-2 | PL-158 | Poznan Garbary 2 | Poznan Garbary | Poland | EU | hard coal | Veolia | 1942 | 2015 | 2015-12-31 | no | no | chp | retired or fuel switch | retired | 13
PL-159-1 | PL-159 | Poznan-Karolin BC-50-1 | Poznan-Karolin | Poland | EU | hard coal | Veolia | 1985 | 2025 | 2021-03-22 | yes | no | chp | open | operational | 55
PL-159-2 | PL-159 | Poznan-Karolin BC-100-2 | Poznan-Karolin | Poland | EU | hard coal | Veolia | 1991 | 2025 | 2021-03-22 | yes | no | chp | open | operational | 100
PL-159-3 | PL-159 | Poznan-Karolin BC-50-3 | Poznan-Karolin | Poland | EU | hard coal | Veolia | 1998 | 2025 | 2021-03-22 | yes | no | chp | open | operational | 130
PL-176-1 | PL-176 | Halemba 1 | Halemba | Poland | EU | hard coal | Tauron | 1960 | 2012 | 2012-12-31 | no | no | chp | retired or fuel switch | retired | 200
PL-178-1 | PL-178 | Rybnik B1 | Rybnik | Poland | EU | hard coal | PGE | 1972 | 2021 | 2020-09-25 | yes | no | conventional | open | operational | 225
PL-178-2 | PL-178 | Rybnik B2 | Rybnik | Poland | EU | hard coal | PGE | 1972 | 2021 | 2020-09-25 | yes | no | conventional | open | operational | 225
PL-178-3 | PL-178 | Rybnik B3 | Rybnik | Poland | EU | hard coal | PGE | 1973 | 2022 | 2020-09-25 | yes | no | conventional | open | operational | 225
PL-178-4 | PL-178 | Rybnik B4 | Rybnik | Poland | EU | hard coal | PGE | 1974 | 2022 | 2020-09-25 | yes | no | conventional | open | operational | 225
PL-178-5 | PL-178 | Rybnik B5 | Rybnik | Poland | EU | hard coal | PGE | 1978 |  |  | no | no | conventional | open | operational | 215
PL-178-6 | PL-178 | Rybnik B6 | Rybnik | Poland | EU | hard coal | PGE | 1978 |  |  | no | no | conventional | open | operational | 215
PL-178-7 | PL-178 | Rybnik B7 | Rybnik | Poland | EU | hard coal | PGE | 1978 |  |  | no | no | conventional | open | operational | 220
PL-178-8 | PL-178 | Rybnik B8 | Rybnik | Poland | EU | hard coal | PGE | 1978 |  |  | no | no | conventional | open | operational | 225
PL-180-1 | PL-180 | Czechnica 1 | Czechnica | Poland | EU | hard coal | PGE | 1979 | 2023 | 2019-08-12 | yes | no | chp | open | operational | 50
PL-180-2 | PL-180 | Czechnica 2 | Czechnica | Poland | EU | hard coal | PGE | 1979 | 2023 | 2019-08-12 | yes | no | chp | open | operational | 50
PL-180-3 | PL-180 | Czechnica 3 | Czechnica | Poland | EU | hard coal | PGE | 1955 | 2023 | 2019-08-12 | yes | no | chp | open | operational | 32
PL-182-1 | PL-182 | Skawina B1 | Skawina | Poland | EU | hard coal | CEZ | 1961 | 2007 | 2007-12-31 | no | no | chp | retired or fuel switch | retired | 50
PL-182-2 | PL-182 | Skawina B2 | Skawina | Poland | EU | hard coal | CEZ | 1961 | 2007 | 2007-12-31 | no | no | chp | retired or fuel switch | retired | 50
PL-182-3 | PL-182 | Skawina B3 | Skawina | Poland | EU | hard coal | CEZ | 1961 |  |  | no | no | chp | open | operational | 110
PL-182-4 | PL-182 | Skawina B4 | Skawina | Poland | EU | hard coal | CEZ | 1961 |  |  | no | no | chp | open | operational | 110
PL-182-5 | PL-182 | Skawina B5 | Skawina | Poland | EU | hard coal | CEZ | 1961 |  |  | no | no | chp | open | operational | 110
PL-182-6 | PL-182 | Skawina B6 | Skawina | Poland | EU | hard coal | CEZ | 1961 | 2020 | 2020-05-28 | no | no | chp | retired or fuel switch | retired | 110
PL-187-5 | PL-187 | Stalowa Wola B7 | Stalowa Wola | Poland | EU | hard coal | Tauron | 1958 | 2023 | 2020-04-09 | yes | no | chp | open | deactivated | 125
PL-187-6 | PL-187 | Stalowa Wola B8 | Stalowa Wola | Poland | EU | hard coal | Tauron | 1965 | 2023 | 2018-01-04 | yes | no | chp | open | deactivated | 125
PL-198-1 | PL-198 | Pomorzany A | Pomorzany | Poland | EU | hard coal | PGE | 1959 |  |  | no | no | chp | open | operational | 67
PL-198-2 | PL-198 | Pomorzany B | Pomorzany | Poland | EU | hard coal | PGE | 1959 |  |  | no | no | chp | open | operational | 67
PL-200-1 | PL-200 | Szczecin 1 | Szczecin | Poland | EU | hard coal | PGE | 1957 |  |  | no | no | chp | open | operational | 68
PL-211-1 | PL-211 | Siersza B1 | Siersza | Poland | EU | hard coal | Tauron | 2002 |  |  | no | no | conventional | open | operational | 153
PL-211-2 | PL-211 | Siersza B2 | Siersza | Poland | EU | hard coal | Tauron | 2002 |  |  | no | no | conventional | open | operational | 153
PL-211-5 | PL-211 | Siersza B3 | Siersza | Poland | EU | hard coal | Tauron | 1969 | 2023 | 2018-01-04 | yes | no | conventional | open | deactivated | 123
PL-211-5 | PL-211 | Siersza B3 | Siersza | Poland | EU | hard coal | Tauron | 1969 | 2023 | 2018-01-04 | yes | no | conventional | open | deactivated | 123
PL-211-6 | PL-211 | Siersza B4 | Siersza | Poland | EU | hard coal | Tauron | 1969 | 2009 | 2009-12-31 | no | no | conventional | retired or fuel switch | retired | 120
PL-211-7 | PL-211 | Siersza B5 | Siersza | Poland | EU | hard coal | Tauron | 1969 | 2016 | 2016-01-01 | no | no | conventional | retired or fuel switch | retired | 120
PL-211-8 | PL-211 | Siersza B6 | Siersza | Poland | EU | hard coal | Tauron | 1970 | 2023 | 2018-01-04 | yes | no | conventional | open | deactivated | 128
PL-211-8 | PL-211 | Siersza B6 | Siersza | Poland | EU | hard coal | Tauron | 1970 | 2023 | 2018-01-04 | yes | no | conventional | open | deactivated | 128
PL-214-1 | PL-214 | Adamow B1 | Adamow | Poland | EU | lignite | ZEPAK | 1964 | 2017 | 2017-12-05 | no | no | conventional | retired or fuel switch | retired | 120
PL-214-2 | PL-214 | Adamow B2 | Adamow | Poland | EU | lignite | ZEPAK | 1964 | 2017 | 2017-12-05 | no | no | conventional | retired or fuel switch | retired | 120
PL-214-3 | PL-214 | Adamow B3 | Adamow | Poland | EU | lignite | ZEPAK | 1964 | 2017 | 2017-12-05 | no | no | conventional | retired or fuel switch | retired | 120
PL-214-4 | PL-214 | Adamow B4 | Adamow | Poland | EU | lignite | ZEPAK | 1964 | 2017 | 2017-12-05 | no | no | conventional | retired or fuel switch | retired | 120
PL-214-5 | PL-214 | Adamow B5 | Adamow | Poland | EU | lignite | ZEPAK | 1966 | 2017 | 2017-12-05 | no | no | conventional | retired or fuel switch | retired | 120
PL-216-1 | PL-216 | Tychy 1 | Tychy | Poland | EU | hard coal | Tauron | 2003 |  |  | no | no | chp | open | operational | 40
PL-216-2 | PL-216 | Tychy 2 | Tychy | Poland | EU | hard coal | Tauron | 2003 |  |  | no | no | chp | open | operational | 65
PL-216-3 | PL-216 | Tychy 3 | Tychy | Poland | EU | hard coal | Tauron | 2016 |  |  | no | no | chp | open | operational | 50
PL-221-7 | PL-221 | Siekierki WSIB 7 | Siekierki | Poland | EU | hard coal | PGNiG | 1961 |  |  | no | no | chp | open | operational | 102
PL-221-8 | PL-221 | Siekierki WSIB 8 | Siekierki | Poland | EU | hard coal | PGNiG | 1975 |  |  | no | no | chp | open | operational | 120
PL-221-9 | PL-221 | Siekierki WSIB 9 | Siekierki | Poland | EU | hard coal | PGNiG | 1975 |  |  | no | no | chp | open | operational | 102
PL-221-10 | PL-221 | Siekierki WSIB 10 | Siekierki | Poland | EU | hard coal | PGNiG | 1975 |  |  | no | no | chp | open | operational | 102
PL-221-11 | PL-221 | Siekierki WSIK | Siekierki | Poland | EU | hard coal | PGNiG | 1975 |  |  | no | no | chp | open | operational | 165
PL-223-9 | PL-223 | Zeran B1 | Zeran | Poland | EU | hard coal | PGNiG | 1954 | 8888 | 2020-06-30 | yes | no | chp | open | operational | 386
PL-234-1 | PL-234 | Wroclaw BC1 | Wroclaw | Poland | EU | hard coal | PGE | 1970 |  |  | no | no | chp | open | operational | 55
PL-234-2 | PL-234 | Wroclaw BC2 | Wroclaw | Poland | EU | hard coal | PGE | 1980 |  |  | no | no | chp | open | operational | 104
PL-234-3 | PL-234 | Wroclaw BC3 | Wroclaw | Poland | EU | hard coal | PGE | 1985 |  |  | no | no | chp | open | operational | 104
PL-237-1 | PL-237 | Zabrze 1 | Zabrze | Poland | EU | hard coal | Fortum | 1976 |  |  | no | no | chp | open | operational | 74
PL-245-1 | PL-245 | Zgierz | Zgierz | Poland | EU | lignite | PGE | 1967 | 2015 | 2015-12-31 | no | no | chp | retired or fuel switch | retired | 17
PL-249-1 | PL-249 | Zofiowka 1 | Zofiowka | Poland | EU | hard coal | Jastrzbska Spółka Wglowa | 1974 | 2012 | 2012-12-31 | no | no | chp | retired or fuel switch | no longer coal | 32
PL-249-2 | PL-249 | Zofiowka 2 | Zofiowka | Poland | EU | hard coal | Jastrzbska Spółka Wglowa | 1974 | 2012 | 2012-12-31 | no | no | chp | retired or fuel switch | no longer coal | 32
PL-251-1 | PL-251 | Zofiowka Moszczenica | Zofiowka Moszczenica | Poland | EU | hard coal | Spolka Energetyczna Jastrzebie | 1966 |  |  | no | no | chp | open | operational | 41
PL-252-1 | PL-252 | Patnow II | Patnow II | Poland | EU | lignite | ZEPAK | 2008 | 2029 | 2020-10-01 | yes | no | conventional | open | operational | 474
PL-254-1 | PL-254 | Zabrze II | Zabrze II | Poland | EU | hard coal | Fortum | 2018 |  |  | no | no | chp | open | operational | 220
PL-255-1 | PL-255 | Ostroleka C | Ostroleka C | Poland | EU | hard coal | Energa |  | 2020 | 2020-06-02 | no | no | conventional | retired or fuel switch | construction aborted | 1000
PL-256-1 | PL-256 | Pulawy | Pulawy | Poland | EU | hard coal | Grupa Azoty | 2022 |  |  | no | no | industrial | construction | construction | 109
PL-257-1 | PL-257 | Gubin Power Project | Gubin Power Project | Poland | EU | lignite | PGE |  |  |  | no | no | conventional | new coal inactive | cancelled | 3000
PL-258-1 | PL-258 | Polnoc Power station Unit 1 | Polnoc Power station | Poland | EU | hard coal | Polenergia |  |  |  | no | no | conventional | new coal inactive | cancelled | 800
PL-258-2 | PL-258 | Polnoc Power station Unit 2 | Polnoc Power station | Poland | EU | hard coal | Polenergia |  |  |  | no | no | conventional | new coal inactive | cancelled | 800
PL-259-1 | PL-259 | Leczna Power Station (Enea) | Leczna Power Station (Enea) | Poland | EU | hard coal | Enea |  |  |  | no | no | chp | new coal active | pre-permit | 500
PL-260-1 | PL-260 | Leczna Power Station (Bogdanka SA) | Leczna Power Station (Bogdanka SA) | Poland | EU | hard coal | Bogdanka SA |  |  |  | no | no | conventional | new coal inactive | cancelled | 500
PT-3-1 | PT-3 | Pego 1 | Pego | Portugal | EU | hard coal | Endesa | 1992 | 2021 | 2019-10-26 | yes | no | conventional | open | operational | 341
PT-3-2 | PT-3 | Pego 2 | Pego | Portugal | EU | hard coal | Endesa | 1995 | 2021 | 2019-10-26 | yes | no | conventional | open | operational | 341
PT-4-1 | PT-4 | Sines 1 | Sines | Portugal | EU | hard coal | EDP | 1985 | 2021 | 2019-10-26 | no | no | conventional | retired or fuel switch | retired | 324
PT-4-2 | PT-4 | Sines 2 | Sines | Portugal | EU | hard coal | EDP | 1985 | 2021 | 2019-10-26 | no | no | conventional | retired or fuel switch | retired | 324
PT-4-3 | PT-4 | Sines 3 | Sines | Portugal | EU | hard coal | EDP | 1987 | 2021 | 2019-10-26 | no | no | conventional | retired or fuel switch | retired | 324
PT-4-4 | PT-4 | Sines 4 | Sines | Portugal | EU | hard coal | EDP | 1987 | 2021 | 2019-10-26 | no | no | conventional | retired or fuel switch | retired | 324
RO-1-1 | RO-1 | Arad 1 | Arad | Romania | EU | lignite | City of Arad | 1981 | 2015 | 2015-12-31 | no | no | chp | retired or fuel switch | retired | 50
RO-1-2 | RO-1 | Arad 2 | Arad | Romania | EU | lignite | City of Arad | 1994 | 2015 | 2015-12-31 | no | no | chp | retired or fuel switch | no longer coal | 50
RO-2-1 | RO-2 | Bacau 1 | Bacau | Romania | EU | lignite | City of Bacau | 1998 | 2019 | 2019-12-31 | no | no | chp | retired or fuel switch | retired | 60
RO-4-1 | RO-4 | Brasov 1 | Brasov | Romania | EU | lignite | CET Brasov | 1990 | 2015 | 2015-12-31 | no | no | chp | retired or fuel switch | retired | 65
RO-4-2 | RO-4 | Brasov 2 | Brasov | Romania | EU | lignite | CET Brasov | 1995 | 2015 | 2015-12-31 | no | no | chp | retired or fuel switch | retired | 65
RO-5-1 | RO-5 | Craiova II 1 | Craiova II | Romania | EU | lignite | CE Oltenia SA | 1987 |  |  | no | no | chp | open | operational | 150
RO-5-2 | RO-5 | Craiova II 2 | Craiova II | Romania | EU | lignite | CE Oltenia SA | 1988 |  |  | no | no | chp | open | operational | 150
RO-6-7 | RO-6 | Doicesti 7 | Doicesti | Romania | EU | lignite | European Communications SRO | 1979 | 2015 | 2015-12-31 | no | no | conventional | retired or fuel switch | retired | 200
RO-6-8 | RO-6 | Doicesti 8 | Doicesti | Romania | EU | lignite | European Communications SRO | 1983 | 2015 | 2015-12-31 | no | no | conventional | retired or fuel switch | retired | 200
RO-8-1 | RO-8 | Drobeta 1 | Drobeta | Romania | EU | lignite | R.A. Activitati Nucleare (RAAN) | 1986 | 2019 | 2019-12-31 | no | no | chp | retired or fuel switch | retired | 60
RO-8-2 | RO-8 | Drobeta 2 | Drobeta | Romania | EU | lignite | R.A. Activitati Nucleare (RAAN) | 1987 | 2008 | 2008-12-31 | no | no | chp | retired or fuel switch | retired | 50
RO-8-3 | RO-8 | Drobeta 3 | Drobeta | Romania | EU | lignite | R.A. Activitati Nucleare (RAAN) | 1988 | 2008 | 2008-12-31 | no | no | chp | retired or fuel switch | retired | 50
RO-8-4 | RO-8 | Drobeta 4 | Drobeta | Romania | EU | lignite | R.A. Activitati Nucleare (RAAN) | 1986 | 2019 | 2019-12-31 | no | no | chp | retired or fuel switch | retired | 60
RO-8-5 | RO-8 | Drobeta 5 | Drobeta | Romania | EU | lignite | R.A. Activitati Nucleare (RAAN) | 1986 | 2019 | 2019-12-31 | no | no | chp | retired or fuel switch | retired | 60
RO-8-6 | RO-8 | Drobeta 6 | Drobeta | Romania | EU | lignite | R.A. Activitati Nucleare (RAAN) | 1988 | 2019 | 2019-12-31 | no | no | chp | retired or fuel switch | retired | 60
RO-10-1 | RO-10 | Iasi II IASC | Iasi II | Romania | EU | hard coal | Veolia | 1986 |  |  | no | no | chp | open | operational | 60
RO-10-2 | RO-10 | Iasi II 2 | Iasi II | Romania | EU | hard coal | Veolia | 1987 | 2010 | 2010-12-31 | no | no | heat | retired or fuel switch | retired | 50
RO-11-7 | RO-11 | Isalnita 7 | Isalnita | Romania | EU | lignite | CE Oltenia SA | 1987 |  |  | no | no | conventional | open | operational | 315
RO-11-8 | RO-11 | Isalnita 8 | Isalnita | Romania | EU | lignite | CE Oltenia SA | 1988 |  |  | no | no | conventional | open | operational | 315
RO-12-1 | RO-12 | Mintia 1 | Mintia | Romania | EU | hard coal | CE Hunedoara SA | 1969 | 2012 | 2012-12-31 | no | no | chp | retired or fuel switch | retired | 210
RO-12-2 | RO-12 | Mintia 2 | Mintia | Romania | EU | hard coal | CE Hunedoara SA | 1975 |  |  | no | no | chp | open | operational | 210
RO-12-3 | RO-12 | Mintia 3 | Mintia | Romania | EU | hard coal | CE Hunedoara SA | 1976 |  |  | no | no | chp | open | operational | 235
RO-12-4 | RO-12 | Mintia 4 | Mintia | Romania | EU | hard coal | CE Hunedoara SA | 1977 |  |  | no | no | chp | open | standby | 210
RO-12-5 | RO-12 | Mintia 5 | Mintia | Romania | EU | hard coal | CE Hunedoara SA | 1978 |  |  | no | no | chp | open | operational | 210
RO-12-6 | RO-12 | Mintia 6 | Mintia | Romania | EU | hard coal | CE Hunedoara SA | 1978 |  |  | no | no | chp | open | standby | 210
RO-13-4 | RO-13 | Oradea II 2 | Oradea II | Romania | EU | lignite | City of Oradea | 1967 | 2013 | 2013-12-31 | no | no | conventional | retired or fuel switch | no longer coal | 25
RO-14-1 | RO-14 | Govora 5 | Govora | Romania | EU | lignite | Valcea County Council | 1986 | 2008 | 2008-12-31 | no | no | chp | retired or fuel switch | retired | 50
RO-14-2 | RO-14 | Govora 6 | Govora | Romania | EU | lignite | Valcea County Council | 1987 | 2008 | 2008-12-31 | no | no | chp | retired or fuel switch | retired | 50
RO-14-3 | RO-14 | Govora 3 | Govora | Romania | EU | lignite | Valcea County Council | 1986 |  |  | no | no | heat | open | operational | 50
RO-14-4 | RO-14 | Govora 4 | Govora | Romania | EU | lignite | Valcea County Council | 1987 |  |  | no | no | heat | open | operational | 50
RO-15-3 | RO-15 | Rovinari 3 | Rovinari | Romania | EU | lignite | CE Oltenia SA | 1976 |  |  | no | no | conventional | open | operational | 330
RO-15-4 | RO-15 | Rovinari 4 | Rovinari | Romania | EU | lignite | CE Oltenia SA | 1976 |  |  | no | no | conventional | open | operational | 330
RO-15-5 | RO-15 | Rovinari 5 | Rovinari | Romania | EU | lignite | CE Oltenia SA | 1977 |  |  | no | no | conventional | open | deactivated | 330
RO-15-6 | RO-15 | Rovinari 6 | Rovinari | Romania | EU | lignite | CE Oltenia SA | 1979 |  |  | no | no | conventional | open | operational | 330
RO-16-1 | RO-16 | Suceava CET 1 | Suceava | Romania | EU | lignite | Suceava Local Council | 1987 | 2015 | 2015-12-31 | no | no | chp | retired or fuel switch | retired | 50
RO-16-2 | RO-16 | Suceava CET 2 | Suceava | Romania | EU | lignite | Suceava Local Council | 1988 | 2015 | 2015-12-31 | no | no | chp | retired or fuel switch | retired | 50
RO-17-1 | RO-17 | Turceni 1 | Turceni | Romania | EU | lignite | CE Oltenia SA | 1976 | 2019 | 2019-12-31 | no | no | conventional | retired or fuel switch | retired | 330
RO-17-2 | RO-17 | Turceni 2 | Turceni | Romania | EU | lignite | CE Oltenia SA | 1978 | 2019 | 2019-12-31 | no | no | conventional | retired or fuel switch | retired | 330
RO-17-3 | RO-17 | Turceni 3 | Turceni | Romania | EU | lignite | CE Oltenia SA | 1989 |  |  | no | no | conventional | open | operational | 330
RO-17-4 | RO-17 | Turceni 4 | Turceni | Romania | EU | lignite | CE Oltenia SA | 1981 |  |  | no | no | conventional | open | operational | 330
RO-17-5 | RO-17 | Turceni 5 | Turceni | Romania | EU | lignite | CE Oltenia SA | 1983 |  |  | no | no | conventional | open | operational | 330
RO-17-6 | RO-17 | Turceni 6 | Turceni | Romania | EU | lignite | CE Oltenia SA | 1985 | 2006 | 2006-12-31 | no | no | conventional | retired or fuel switch | retired | 330
RO-17-7 | RO-17 | Turceni 7 | Turceni | Romania | EU | lignite | CE Oltenia SA | 1987 |  |  | no | no | conventional | open | operational | 330
RO-18-4 | RO-18 | Paroseni | Paroseni | Romania | EU | hard coal | CE Hunedoara SA | 1964 |  |  | no | no | chp | open | operational | 150
RO-19-1 | RO-19 | Zalau 1 | Zalau | Romania | EU | lignite | Zalau City | 1982 | 2015 | 2015-12-31 | no | no | chp | retired or fuel switch | retired | 12
RO-19-2 | RO-19 | Zalau 2 | Zalau | Romania | EU | lignite | Zalau City | 1982 | 2015 | 2015-12-31 | no | no | chp | retired or fuel switch | retired | 12
RO-20-7 | RO-20 | Rovinari 7 | Rovinari 7 | Romania | EU | lignite | CE Oltenia SA |  |  |  | no | no | conventional | new coal inactive | cancelled | 600
RS-1-1 | RS-1 | Kolubara A 1 | Kolubara A | Serbia | Western Balkans | lignite | Elektroprivreda Srbije (EPS) | 1956 |  |  | no | no | conventional | open | operational | 32
RS-1-2 | RS-1 | Kolubara A 2 | Kolubara A | Serbia | Western Balkans | lignite | Elektroprivreda Srbije (EPS) | 1957 |  |  | no | no | conventional | open | operational | 32
RS-1-3 | RS-1 | Kolubara A 3 | Kolubara A | Serbia | Western Balkans | lignite | Elektroprivreda Srbije (EPS) | 1961 |  |  | no | no | conventional | open | operational | 65
RS-1-4 | RS-1 | Kolubara A 4 | Kolubara A | Serbia | Western Balkans | lignite | Elektroprivreda Srbije (EPS) | 1961 | 2009 | 2009-12-31 | no | no | conventional | retired or fuel switch | retired | 32
RS-1-5 | RS-1 | Kolubara A 5 | Kolubara A | Serbia | Western Balkans | lignite | Elektroprivreda Srbije (EPS) | 1979 |  |  | no | no | conventional | open | operational | 110
RS-2-1 | RS-2 | Kostolac A 1 | Kostolac A | Serbia | Western Balkans | lignite | Elektroprivreda Srbije (EPS) | 1967 |  |  | no | no | conventional | open | operational | 100
RS-2-2 | RS-2 | Kostolac A 2 | Kostolac A | Serbia | Western Balkans | lignite | Elektroprivreda Srbije (EPS) | 1980 |  |  | no | no | conventional | open | operational | 210
RS-3-1 | RS-3 | Kostolac B 1 | Kostolac B | Serbia | Western Balkans | lignite | Elektroprivreda Srbije (EPS) | 1987 |  |  | no | no | conventional | open | operational | 348
RS-3-2 | RS-3 | Kostolac B 2 | Kostolac B | Serbia | Western Balkans | lignite | Elektroprivreda Srbije (EPS) | 1991 |  |  | no | no | conventional | open | operational | 348
RS-3-3 | RS-3 | Kostolac B 3 | Kostolac B | Serbia | Western Balkans | lignite | Elektroprivreda Srbije (EPS) |  |  |  | no | no | conventional | construction | construction | 380
RS-4-1 | RS-4 | Morava | Morava | Serbia | Western Balkans | lignite | Elektroprivreda Srbije (EPS) | 1969 |  |  | no | no | conventional | open | operational | 120
RS-5-1 | RS-5 | Nikola Tesla A 1 | Nikola Tesla A | Serbia | Western Balkans | lignite | Elektroprivreda Srbije (EPS) | 1970 |  |  | no | no | conventional | open | operational | 210
RS-5-2 | RS-5 | Nikola Tesla A 2 | Nikola Tesla A | Serbia | Western Balkans | lignite | Elektroprivreda Srbije (EPS) | 1970 |  |  | no | no | conventional | open | operational | 210
RS-5-3 | RS-5 | Nikola Tesla A 3 | Nikola Tesla A | Serbia | Western Balkans | lignite | Elektroprivreda Srbije (EPS) | 1976 |  |  | no | no | conventional | open | operational | 329
RS-5-4 | RS-5 | Nikola Tesla A 4 | Nikola Tesla A | Serbia | Western Balkans | lignite | Elektroprivreda Srbije (EPS) | 1978 |  |  | no | no | conventional | open | operational | 308
RS-5-5 | RS-5 | Nikola Tesla A 5 | Nikola Tesla A | Serbia | Western Balkans | lignite | Elektroprivreda Srbije (EPS) | 1979 |  |  | no | no | conventional | open | operational | 340
RS-5-6 | RS-5 | Nikola Tesla A 6 | Nikola Tesla A | Serbia | Western Balkans | lignite | Elektroprivreda Srbije (EPS) | 1979 |  |  | no | no | conventional | open | operational | 348
RS-6-1 | RS-6 | Nikola Tesla B 1 | Nikola Tesla B | Serbia | Western Balkans | lignite | Elektroprivreda Srbije (EPS) | 1983 |  |  | no | no | conventional | open | operational | 620
RS-6-2 | RS-6 | Nikola Tesla B 2 | Nikola Tesla B | Serbia | Western Balkans | lignite | Elektroprivreda Srbije (EPS) | 1985 |  |  | no | no | conventional | open | operational | 670
RS-6-3 | RS-6 | Nikola Tesla B 3 | Nikola Tesla B | Serbia | Western Balkans | lignite | Elektroprivreda Srbije (EPS) |  |  |  | no | no | conventional | new coal inactive | shelved | 375
RS-6-4 | RS-6 | Nikola Tesla B 4 | Nikola Tesla B | Serbia | Western Balkans | lignite | Elektroprivreda Srbije (EPS) |  |  |  | no | no | conventional | new coal inactive | shelved | 375
RS-7-1 | RS-7 | Kolubara B Power Station | Kolubara B Power Station | Serbia | Western Balkans | lignite | Elektroprivreda Srbije (EPS) |  |  |  | no | no | conventional | new coal active | pre-permit | 350
RS-8-1 | RS-8 | Kovin power station Unit 1 | Kovin power station | Serbia | Western Balkans | lignite | Serbian Oil Company (NIS) |  |  |  | no | no | conventional | new coal active | announced | 350
RS-8-2 | RS-8 | Kovin power station Unit 2 | Kovin power station | Serbia | Western Balkans | lignite | Serbian Oil Company (NIS) |  |  |  | no | no | conventional | new coal active | announced | 350
RS-9-1 | RS-9 | Štavalj Power Station | Štavalj Power Station | Serbia | Western Balkans | lignite | Elektroprivreda Srbije (EPS) |  |  |  | no | no | conventional | new coal active | announced | 300
SE-11-1 | SE-11 | Vaertaverket | Vaertaverket | Sweden | EU | hard coal | Fortum | 1990 | 2020 | 2017-02-21 | no | no | chp | retired or fuel switch | retired | 141
SI-3-1 | SI-3 | Te-Tol 1 | Te-Tol | Slovenia | EU | hard coal | Termoelektrarna Toplarna | 1966 | 2021 | 2020-05-25 | yes | no | chp | open | operational | 42
SI-3-2 | SI-3 | Te-Tol 2 | Te-Tol | Slovenia | EU | hard coal | Termoelektrarna Toplarna | 1967 | 2021 | 2020-05-25 | yes | no | chp | open | operational | 32
SI-3-3 | SI-3 | Te-Tol 3 | Te-Tol | Slovenia | EU | hard coal | Termoelektrarna Toplarna | 1984 |  |  | no | no | chp | open | operational | 50
SI-4-1 | SI-4 | Sostanj 1 | Sostanj | Slovenia | EU | lignite | HSE | 1956 | 2010 | 2010-12-31 | no | no | conventional | retired or fuel switch | retired | 30
SI-4-2 | SI-4 | Sostanj 2 | Sostanj | Slovenia | EU | lignite | HSE | 1956 | 2008 | 2008-12-31 | no | no | conventional | retired or fuel switch | retired | 30
SI-4-3 | SI-4 | Sostanj 3 | Sostanj | Slovenia | EU | lignite | HSE | 1960 | 2014 | 2014-12-31 | no | no | conventional | retired or fuel switch | retired | 75
SI-4-4 | SI-4 | Sostanj 4 | Sostanj | Slovenia | EU | lignite | HSE | 1972 | 2018 | 2018-07-06 | no | no | conventional | retired or fuel switch | retired | 275
SI-4-5 | SI-4 | Sostanj 5 | Sostanj | Slovenia | EU | lignite | HSE | 1977 |  |  | no | no | chp | open | operational | 345
SI-4-6 | SI-4 | Sostanj 6 | Sostanj | Slovenia | EU | lignite | HSE | 2015 |  |  | no | no | chp | open | operational | 600
SI-5-1 | SI-5 | Trbovlje 1 | Trbovlje | Slovenia | EU | lignite | HSE | 1966 | 2013 | 2013-12-31 | no | no | conventional | retired or fuel switch | retired | 12
SI-5-2 | SI-5 | Trbovlje 2 | Trbovlje | Slovenia | EU | lignite | HSE | 1966 | 2013 | 2013-12-31 | no | no | conventional | retired or fuel switch | retired | 20
SI-5-3 | SI-5 | Trbovlje 3 | Trbovlje | Slovenia | EU | lignite | HSE | 1968 | 2013 | 2013-12-31 | no | no | conventional | retired or fuel switch | retired | 24
SI-5-4 | SI-5 | Trbovlje 4 | Trbovlje | Slovenia | EU | lignite | HSE | 1968 | 2018 | 2018-01-01 | no | no | conventional | retired or fuel switch | retired | 125
SK-4-1 | SK-4 | Teko 1 | Teko | Slovakia | EU | hard coal | Teko | 1967 | 2019 | 2018-06-22 | no | no | chp | retired or fuel switch | retired | 55
SK-4-2 | SK-4 | Teko 2 | Teko | Slovakia | EU | hard coal | Teko | 1967 |  |  | no | 2030 | chp | open | operational | 66
SK-13-1 | SK-13 | Vojany EVO I 1 | Vojany EVO I | Slovakia | EU | hard coal | EPH | 1965 | 2010 | 2010-12-31 | no | no | conventional | retired or fuel switch | retired | 110
SK-13-2 | SK-13 | Vojany EVO I 2 | Vojany EVO I | Slovakia | EU | hard coal | EPH | 1965 | 2010 | 2010-12-31 | no | no | conventional | retired or fuel switch | retired | 110
SK-13-3 | SK-13 | Vojany EVO I 3 | Vojany EVO I | Slovakia | EU | hard coal | EPH | 1966 | 2008 | 2008-12-31 | no | no | conventional | retired or fuel switch | retired | 110
SK-13-4 | SK-13 | Vojany EVO I 4 | Vojany EVO I | Slovakia | EU | hard coal | EPH | 1966 | 2008 | 2008-12-31 | no | no | conventional | retired or fuel switch | retired | 110
SK-13-5 | SK-13 | Vojany EVO I 5 | Vojany EVO I | Slovakia | EU | hard coal | EPH | 1966 |  |  | no | 2030 | chp | open | operational | 110
SK-13-6 | SK-13 | Vojany EVO I 6 | Vojany EVO I | Slovakia | EU | hard coal | EPH | 1966 |  |  | no | 2030 | chp | open | operational | 110
SK-14-3 | SK-14 | Novaky ENO A 1 (TG 3) | Novaky | Slovakia | EU | lignite | EPH | 1957 | 2013 | 2013-12-31 | no | no | chp | retired or fuel switch | retired | 32
SK-14-5 | SK-14 | Novaky ENO A 2 (TG 11) | Novaky | Slovakia | EU | lignite | EPH | 1996 |  |  | no | 2030 | chp | open | operational | 28
SK-14-6 | SK-14 | Novaky ENO A 3 (TG 12) | Novaky | Slovakia | EU | lignite | EPH | 2003 |  |  | no | 2030 | chp | open | operational | 18
SK-14-7 | SK-14 | Novaky ENO B 1 | Novaky | Slovakia | EU | lignite | EPH | 1964 |  |  | no | 2030 | chp | open | operational | 110
SK-14-8 | SK-14 | Novaky ENO B 2 | Novaky | Slovakia | EU | lignite | EPH | 1964 |  |  | no | 2030 | chp | open | operational | 110
SK-14-9 | SK-14 | Novaky ENO B 3 | Novaky | Slovakia | EU | lignite | EPH | 1976 | 2015 | 2015-12-31 | no | no | chp | retired or fuel switch | retired | 110
SK-14-10 | SK-14 | Novaky ENO B 4 | Novaky | Slovakia | EU | lignite | EPH | 1976 | 2015 | 2015-12-31 | no | no | chp | retired or fuel switch | retired | 110
SK-17-2 | SK-17 | Zvolenska B | Zvolenska | Slovakia | EU | lignite | Zvolenska Teplarenska | 1986 | 8888 | 2020-06-30 | yes | no | chp | open | standby | 19
SK-17-6 | SK-17 | Zvolenska A | Zvolenska | Slovakia | EU | lignite | Zvolenska Teplarenska | 1992 | 8888 | 2020-06-30 | yes | no | chp | open | operational | 25
SK-18-1 | SK-18 | Martinska 1 (TG 2) | Martinska | Slovakia | EU | lignite | Martinska | 1962 | 2020 | 2018-06-22 | no | no | chp | retired or fuel switch | no longer coal | 10
SK-18-2 | SK-18 | Martinska 2 (TG 3) | Martinska | Slovakia | EU | lignite | Martinska | 1962 | 2020 | 2018-06-22 | no | no | chp | retired or fuel switch | no longer coal | 32
TR-1-1 | TR-1 | Silopi 1 | Silopi | Turkey | Turkey | lignite | Ciner Group | 2009 |  |  | no | no | conventional | open | operational | 138
TR-1-2 | TR-1 | Silopi 2 | Silopi | Turkey | Turkey | lignite | Ciner Group | 2015 |  |  | no | no | conventional | open | operational | 138
TR-1-3 | TR-1 | Silopi 3 | Silopi | Turkey | Turkey | lignite | Ciner Group | 2015 |  |  | no | no | conventional | open | operational | 138
TR-2-1 | TR-2 | Atlas 1 | Atlas | Turkey | Turkey | hard coal | Diler Holding | 2014 |  |  | no | no | conventional | open | operational | 652
TR-2-2 | TR-2 | Atlas 2 | Atlas | Turkey | Turkey | hard coal | Diler Holding | 2014 |  |  | no | no | conventional | open | operational | 652
TR-3-1 | TR-3 | Colakoglu 1 | Colakoglu | Turkey | Turkey | hard coal | Çolakoğlu | 2003 |  |  | no | no | chp | open | operational | 207
TR-4-1 | TR-4 | ICDAS Bekirli 1 | ICDAS Bekirli | Turkey | Turkey | hard coal | Içdaş | 2011 |  |  | no | no | conventional | open | operational | 608
TR-4-2 | TR-4 | ICDAS Bekirli 2 | ICDAS Bekirli | Turkey | Turkey | hard coal | Içdaş | 2014 |  |  | no | no | conventional | open | operational | 608
TR-5-1 | TR-5 | Isken Sugozu 1 | Isken Sugozu | Turkey | Turkey | hard coal | Steag | 2003 |  |  | no | no | conventional | open | operational | 660
TR-5-2 | TR-5 | Isken Sugozu 2 | Isken Sugozu | Turkey | Turkey | hard coal | Steag | 2003 |  |  | no | no | conventional | open | operational | 660
TR-6-1 | TR-6 | Izdemir Enerji 1 | Izdemir Enerji | Turkey | Turkey | hard coal | İzmir Demir Çelik Sanayi A.Ş | 2014 |  |  | no | no | conventional | open | operational | 380
TR-6-2 | TR-6 | Izdemir Enerji power station Unit 2 | Izdemir Enerji power station | Turkey | Turkey | hard coal | İDÇ Steel |  |  |  | no | no | conventional | new coal active | pre-permit | 350
TR-7-1 | TR-7 | Zonguldak Eren I 1 | Zonguldak Eren I | Turkey | Turkey | hard coal | Eren Holding | 2010 |  |  | no | no | conventional | open | operational | 174
TR-8-1 | TR-8 | ICDAS Celik 1 | ICDAS Celik | Turkey | Turkey | hard coal | Içdaş | 2005 |  |  | no | no | conventional | open | operational | 137
TR-8-2 | TR-8 | ICDAS Celik 2 | ICDAS Celik | Turkey | Turkey | hard coal | Içdaş | 2005 |  |  | no | no | conventional | open | operational | 137
TR-8-3 | TR-8 | ICDAS Celik 3 | ICDAS Celik | Turkey | Turkey | hard coal | Içdaş | 2005 |  |  | no | no | conventional | open | operational | 137
TR-9-1 | TR-9 | Afsin Elbistan A 1 | Afsin Elbistan A | Turkey | Turkey | lignite | EÜAŞ | 1984 |  |  | no | no | conventional | open | operational | 370
TR-9-2 | TR-9 | Afsin Elbistan A 2 | Afsin Elbistan A | Turkey | Turkey | lignite | EÜAŞ | 1985 |  |  | no | no | conventional | open | operational | 370
TR-9-3 | TR-9 | Afsin Elbistan A 3 | Afsin Elbistan A | Turkey | Turkey | lignite | EÜAŞ | 1986 |  |  | no | no | conventional | open | operational | 370
TR-9-4 | TR-9 | Afsin Elbistan A 4 | Afsin Elbistan A | Turkey | Turkey | lignite | EÜAŞ | 1988 |  |  | no | no | conventional | open | operational | 364
TR-10-1 | TR-10 | Afsin Elbistan B 1 | Afsin Elbistan B | Turkey | Turkey | lignite | EÜAŞ | 2006 |  |  | no | no | conventional | open | operational | 391
TR-10-2 | TR-10 | Afsin Elbistan B 2 | Afsin Elbistan B | Turkey | Turkey | lignite | EÜAŞ | 2006 |  |  | no | no | conventional | open | retrofitting | 391
TR-10-3 | TR-10 | Afsin Elbistan B 3 | Afsin Elbistan B | Turkey | Turkey | lignite | EÜAŞ | 2006 |  |  | no | no | conventional | open | retrofitting | 391
TR-10-4 | TR-10 | Afsin Elbistan B 4 | Afsin Elbistan B | Turkey | Turkey | lignite | EÜAŞ | 2006 |  |  | no | no | conventional | open | operational | 391
TR-11-1 | TR-11 | Bolu-Goynuk 1 | Bolu-Goynuk | Turkey | Turkey | lignite | Aksa (Kazanci Holding) | 2015 |  |  | no | no | conventional | open | operational | 138
TR-11-2 | TR-11 | Bolu-Goynuk 2 | Bolu-Goynuk | Turkey | Turkey | lignite | Aksa (Kazanci Holding) | 2015 |  |  | no | no | conventional | open | operational | 138
TR-12-1 | TR-12 | Can I Onsekizmart 1 | Can I Onsekizmart | Turkey | Turkey | lignite | EÜAŞ | 2003 |  |  | no | no | conventional | open | operational | 174
TR-12-2 | TR-12 | Can I Onsekizmart 2 | Can I Onsekizmart | Turkey | Turkey | lignite | EÜAŞ | 2003 |  |  | no | no | conventional | open | operational | 174
TR-13-1 | TR-13 | Catalagzi 1 | Catalagzi | Turkey | Turkey | hard coal | Bereket | 1989 |  |  | no | no | conventional | open | operational | 163
TR-13-2 | TR-13 | Catalagzi 2 | Catalagzi | Turkey | Turkey | hard coal | Bereket | 1991 |  |  | no | no | conventional | open | operational | 163
TR-14-1 | TR-14 | Cayirhan 1 | Cayirhan | Turkey | Turkey | lignite | Ciner Group | 1987 |  |  | no | no | conventional | open | operational | 168
TR-14-2 | TR-14 | Cayirhan 2 | Cayirhan | Turkey | Turkey | lignite | Ciner Group | 1987 |  |  | no | no | conventional | open | operational | 168
TR-14-3 | TR-14 | Cayirhan 3 | Cayirhan | Turkey | Turkey | lignite | Ciner Group | 1987 |  |  | no | no | conventional | open | operational | 168
TR-14-4 | TR-14 | Cayirhan 4 | Cayirhan | Turkey | Turkey | lignite | Ciner Group | 1987 |  |  | no | no | conventional | open | operational | 168
TR-15-1 | TR-15 | Kangal 1 | Kangal | Turkey | Turkey | lignite | Konya Şeker | 1989 |  |  | no | no | conventional | open | operational | 163
TR-15-2 | TR-15 | Kangal 2 | Kangal | Turkey | Turkey | lignite | Konya Şeker | 1990 |  |  | no | no | conventional | open | operational | 163
TR-15-3 | TR-15 | Kangal 3 | Kangal | Turkey | Turkey | lignite | Konya Şeker | 2000 |  |  | no | no | conventional | open | operational | 171
TR-16-1 | TR-16 | Kemerkoy 1 | Kemerkoy | Turkey | Turkey | lignite | Içdaş | 1994 |  |  | no | no | conventional | open | operational | 228
TR-16-2 | TR-16 | Kemerkoy 2 | Kemerkoy | Turkey | Turkey | lignite | Içdaş | 1994 |  |  | no | no | conventional | open | operational | 228
TR-16-3 | TR-16 | Kemerkoy 3 | Kemerkoy | Turkey | Turkey | lignite | Içdaş | 1995 |  |  | no | no | conventional | open | operational | 228
TR-17-1 | TR-17 | Orhaneli 1 | Orhaneli | Turkey | Turkey | lignite | Çelikler | 1992 |  |  | no | no | conventional | open | operational | 397
TR-18-1 | TR-18 | Seyitomer 1 | Seyitomer | Turkey | Turkey | lignite | Çelikler | 1973 |  |  | no | no | conventional | open | operational | 163
TR-18-2 | TR-18 | Seyitomer 2 | Seyitomer | Turkey | Turkey | lignite | Çelikler | 1973 |  |  | no | no | conventional | open | operational | 163
TR-18-3 | TR-18 | Seyitomer 3 | Seyitomer | Turkey | Turkey | lignite | Çelikler | 1977 |  |  | no | no | conventional | open | operational | 163
TR-18-4 | TR-18 | Seyitomer 4 | Seyitomer | Turkey | Turkey | lignite | Çelikler | 1989 |  |  | no | no | conventional | open | operational | 163
TR-19-1 | TR-19 | Soma B 1 | Soma B | Turkey | Turkey | lignite | Konya Şeker | 1981 |  |  | no | no | conventional | open | operational | 179
TR-19-2 | TR-19 | Soma B 2 | Soma B | Turkey | Turkey | lignite | Konya Şeker | 1982 |  |  | no | no | conventional | open | operational | 179
TR-19-3 | TR-19 | Soma B 3 | Soma B | Turkey | Turkey | lignite | Konya Şeker | 1985 |  |  | no | no | conventional | open | operational | 179
TR-19-4 | TR-19 | Soma B 4 | Soma B | Turkey | Turkey | lignite | Konya Şeker | 1985 |  |  | no | no | conventional | open | operational | 179
TR-19-5 | TR-19 | Soma B 5 | Soma B | Turkey | Turkey | lignite | Konya Şeker | 1991 |  |  | no | no | conventional | open | operational | 179
TR-19-6 | TR-19 | Soma B 6 | Soma B | Turkey | Turkey | lignite | Konya Şeker | 1992 |  |  | no | no | conventional | open | operational | 179
TR-20-1 | TR-20 | Tufanbeyli 1 | Tufanbeyli | Turkey | Turkey | lignite | Sabancı Holding | 2016 |  |  | no | no | conventional | open | operational | 163
TR-20-2 | TR-20 | Tufanbeyli 2 | Tufanbeyli | Turkey | Turkey | lignite | Sabancı Holding | 2016 |  |  | no | no | conventional | open | operational | 163
TR-20-3 | TR-20 | Tufanbeyli 3 | Tufanbeyli | Turkey | Turkey | lignite | Sabancı Holding | 2016 |  |  | no | no | conventional | open | operational | 163
TR-21-1 | TR-21 | Tuncbilek 3 | Tuncbilek | Turkey | Turkey | lignite | Çelikler | 1966 |  |  | no | no | conventional | open | operational | 71
TR-21-2 | TR-21 | Tuncbilek 4 | Tuncbilek | Turkey | Turkey | lignite | Çelikler | 1977 |  |  | no | no | conventional | open | operational | 163
TR-21-3 | TR-21 | Tuncbilek 5 | Tuncbilek | Turkey | Turkey | lignite | Çelikler | 1978 |  |  | no | no | conventional | open | operational | 163
TR-22-1 | TR-22 | Yatagan 1 | Yatagan | Turkey | Turkey | lignite | Bereket | 1983 |  |  | no | no | conventional | open | operational | 228
TR-22-2 | TR-22 | Yatagan 2 | Yatagan | Turkey | Turkey | lignite | Bereket | 1983 |  |  | no | no | conventional | open | operational | 228
TR-22-3 | TR-22 | Yatagan 3 | Yatagan | Turkey | Turkey | lignite | Bereket | 1984 |  |  | no | no | conventional | open | operational | 228
TR-23-1 | TR-23 | Yenikoy 1 | Yenikoy | Turkey | Turkey | lignite | Içdaş | 1986 |  |  | no | no | conventional | open | operational | 228
TR-23-2 | TR-23 | Yenikoy 2 | Yenikoy | Turkey | Turkey | lignite | Içdaş | 1987 |  |  | no | no | conventional | open | operational | 228
TR-24-1 | TR-24 | Yunus Emre 1 | Yunus Emre | Turkey | Turkey | lignite | Naksan | 2018 |  |  | no | no | conventional | open | operational | 158
TR-24-2 | TR-24 | Yunus Emre 2 | Yunus Emre | Turkey | Turkey | lignite | Naksan | 2020 |  |  | no | no | conventional | open | operational | 158
TR-25-1 | TR-25 | Çan-2 power station | Çan-2 power station | Turkey | Turkey | lignite | Odaş Enerji | 2018 |  |  | no | no | conventional | open | operational | 330
TR-26-1 | TR-26 | Cenal 1 | Cenal | Turkey | Turkey | hard coal | Cengiz Holding A.Ş. | 2017 |  |  | no | no | conventional | open | operational | 660
TR-26-2 | TR-26 | Cenal 2 | Cenal | Turkey | Turkey | hard coal | Cengiz Holding A.Ş. | 2017 |  |  | no | no | conventional | open | operational | 660
TR-27-1 | TR-27 | Zonguldak Eren II 1 | Zonguldak Eren II | Turkey | Turkey | hard coal | Eren Holding | 2010 |  |  | no | no | conventional | open | operational | 668
TR-27-2 | TR-27 | Zonguldak Eren II 2 | Zonguldak Eren II | Turkey | Turkey | hard coal | Eren Holding | 2010 |  |  | no | no | conventional | open | operational | 668
TR-28-1 | TR-28 | Zonguldak Eren III 1 | Zonguldak Eren III | Turkey | Turkey | hard coal | Eren Holding | 2016 |  |  | no | no | conventional | open | operational | 761
TR-28-2 | TR-28 | Zonguldak Eren III 2 | Zonguldak Eren III | Turkey | Turkey | hard coal | Eren Holding | 2016 |  |  | no | no | conventional | open | operational | 700
TR-29-1 | TR-29 | Soma Kolin 1 | Soma Kolin | Turkey | Turkey | lignite | Kolin Group | 2019 |  |  | no | no | conventional | open | operational | 255
TR-29-2 | TR-29 | Soma Kolin 2 | Soma Kolin | Turkey | Turkey | lignite | Kolin Group | 2019 |  |  | no | no | conventional | open | operational | 255
TR-30-1 | TR-30 | EMBA Hunutlu power station 1 | EMBA Hunutlu power station | Turkey | Turkey | hard coal | State Power Investment Corporation | 2022 |  |  | no | no | conventional | construction | construction | 660
TR-30-2 | TR-30 | EMBA Hunutlu power station 2 | EMBA Hunutlu power station | Turkey | Turkey | hard coal | State Power Investment Corporation | 2022 |  |  | no | no | conventional | construction | construction | 660
TR-31-1 | TR-31 | Ada Yesildag Enerji power station | Ada Yesildag Enerji power station | Turkey | Turkey | unknown | Yesildag Enerji Proje Insaat A.Ş. |  |  |  | no | no | conventional | new coal inactive | cancelled | 1200
TR-32-1 | TR-32 | Ada Yumurtalık power station Unit 1 | Ada Yumurtalık power station | Turkey | Turkey | hard coal | Engie |  |  |  | no | no | conventional | new coal inactive | cancelled | 660
TR-32-2 | TR-32 | Ada Yumurtalık power station Unit 2 | Ada Yumurtalık power station | Turkey | Turkey | hard coal | Engie |  |  |  | no | no | conventional | new coal inactive | cancelled | 660
TR-33-1 | TR-33 | Adana Akdeniz power station | Adana Akdeniz power station | Turkey | Turkey | hard coal | Diler Holding |  |  |  | no | no | conventional | new coal inactive | shelved | 600
TR-34-1 | TR-34 | Ağan power station Unit 1 | Ağan power station | Turkey | Turkey | hard coal | Doğanlar Holding |  |  |  | no | no | conventional | new coal inactive | cancelled | 790
TR-34-2 | TR-34 | Ağan power station Unit 2 | Ağan power station | Turkey | Turkey | hard coal | Doğanlar Holding |  |  |  | no | no | conventional | new coal inactive | cancelled | 790
TR-35-1 | TR-35 | Alpu power station Unit 1 | Alpu power station | Turkey | Turkey | lignite | EÜAŞ |  |  |  | no | no | conventional | new coal active | pre-permit | 360
TR-35-2 | TR-35 | Alpu power station Unit 2 | Alpu power station | Turkey | Turkey | lignite | EÜAŞ |  |  |  | no | no | conventional | new coal active | pre-permit | 360
TR-35-3 | TR-35 | Alpu power station Unit 3 | Alpu power station | Turkey | Turkey | lignite | EÜAŞ |  |  |  | no | no | conventional | new coal active | pre-permit | 360
TR-36-1 | TR-36 | Amasra Bartın power station Unit 1 | Amasra Bartın power station | Turkey | Turkey | hard coal | Hattat Holding |  |  |  | no | no | conventional | new coal inactive | cancelled | 600
TR-37-1 | TR-37 | Astoria Ceyhan power station Unit 1 | Astoria Ceyhan power station | Turkey | Turkey | unknown | Astoria İç ve Dış Ticaret A.Ş. |  |  |  | no | no | conventional | new coal inactive | cancelled | 660
TR-37-2 | TR-37 | Astoria Ceyhan power station Unit 2 | Astoria Ceyhan power station | Turkey | Turkey | unknown | Astoria İç ve Dış Ticaret A.Ş. |  |  |  | no | no | conventional | new coal inactive | cancelled | 660
TR-38-1 | TR-38 | Atakaş power station | Atakaş power station | Turkey | Turkey | unknown | Atakaş Group |  |  |  | no | no | conventional | new coal inactive | cancelled | 660
TR-39-1 | TR-39 | Ayas power station | Ayas power station | Turkey | Turkey | hard coal | OYAK |  |  |  | no | no | conventional | new coal inactive | cancelled | 625
TR-40-1 | TR-40 | Bandırma Elektrik power station | Bandırma Elektrik power station | Turkey | Turkey | unknown | Bahçepınar Enerji Üretim ve İnşaat A.Ş. |  |  |  | no | no | conventional | new coal inactive | cancelled | 1600
TR-41-1 | TR-41 | Bandırma III power station | Bandırma III power station | Turkey | Turkey | unknown | Sabancı Holding |  |  |  | no | no | conventional | new coal inactive | cancelled | 810
TR-42-1 | TR-42 | Biga power station | Biga power station | Turkey | Turkey | hard coal | Biga Elektrik |  |  |  | no | no | conventional | new coal inactive | cancelled | 1540
TR-43-1 | TR-43 | Bingöl power station | Bingöl power station | Turkey | Turkey | lignite | Kazancı Holding |  |  |  | no | no | conventional | new coal inactive | cancelled | 150
TR-44-1 | TR-44 | Bursa power station | Bursa power station | Turkey | Turkey | lignite | Çelikler Holding |  |  |  | no | no | conventional | new coal inactive | cancelled | 270
TR-55-1 | TR-55 | Çalışkan Ceyhan power station Unit 1 | Çalışkan Ceyhan power station | Turkey | Turkey | unknown | Çalışkan Enerji |  |  |  | no | no | conventional | new coal inactive | cancelled | 660
TR-55-2 | TR-55 | Çalışkan Ceyhan power station Unit 2 | Çalışkan Ceyhan power station | Turkey | Turkey | unknown | Çalışkan Enerji |  |  |  | no | no | conventional | new coal inactive | cancelled | 660
TR-56-1 | TR-56 | Çankırı Orta Bereket power station | Çankırı Orta Bereket power station | Turkey | Turkey | lignite | Çalık Holding |  |  |  | no | no | conventional | new coal active | permitted | 135
TR-57-1 | TR-57 | Çankırı Orta power station | Çankırı Orta power station | Turkey | Turkey | lignite | Çalık Holding |  |  |  | no | no | conventional | new coal inactive | cancelled | 150
TR-58-1 | TR-58 | Çebi Enerji power station Unit 1 | Çebi Enerji power station | Turkey | Turkey | hard coal | Çebi Enerji |  |  |  | no | no | conventional | new coal inactive | cancelled | 350
TR-59-1 | TR-59 | Çelikler Yumurtalık power station Unit 1 | Çelikler Yumurtalık power station | Turkey | Turkey | hard coal | Çelikler Holding |  |  |  | no | no | conventional | new coal inactive | cancelled | 660
TR-59-2 | TR-59 | Çelikler Yumurtalık power station Unit 2 | Çelikler Yumurtalık power station | Turkey | Turkey | hard coal | Çelikler Holding |  |  |  | no | no | conventional | new coal inactive | cancelled | 660
TR-60-1 | TR-60 | Deniz power station | Deniz power station | Turkey | Turkey | unknown | Limak Holding |  |  |  | no | no | conventional | new coal inactive | cancelled | 1320
TR-61-1 | TR-61 | Diler Elbistan power station | Diler Elbistan power station | Turkey | Turkey | unknown | Diler Holding |  |  |  | no | no | conventional | new coal active | pre-permit | 400
TR-62-1 | TR-62 | Dinar Uluköy power station | Dinar Uluköy power station | Turkey | Turkey | lignite | [to be determined] |  |  |  | no | no | conventional | new coal active | announced | 3500
TR-63-1 | TR-63 | DOSAB cogeneration plant | DOSAB cogeneration plant | Turkey | Turkey | lignite | DOSAB |  |  |  | no | no | chp | new coal inactive | shelved | 50
TR-64-1 | TR-64 | Evrese power station | Evrese power station | Turkey | Turkey | lignite | Akkan Enerji A.Ş. |  |  |  | no | no | conventional | new coal inactive | cancelled | 135
TR-65-1 | TR-65 | Güneybatı Anadolu power station | Güneybatı Anadolu power station | Turkey | Turkey | unknown | Bereket Enerji Üretim A.Ş. |  |  |  | no | no | conventional | new coal inactive | cancelled | 660
TR-66-1 | TR-66 | Güreci power station | Güreci power station | Turkey | Turkey | hard coal | Diler Holding |  |  |  | no | no | conventional | new coal inactive | cancelled | 1320
TR-67-1 | TR-67 | Gürmin Enerji Amasya power station | Gürmin Enerji Amasya power station | Turkey | Turkey | lignite | Soma Holding |  |  |  | no | no | conventional | new coal inactive | cancelled | 300
TR-68-1 | TR-68 | Habaş power station | Habaş power station | Turkey | Turkey | unknown | Habaş Group |  |  |  | no | no | conventional | new coal inactive | cancelled | 600
TR-69-1 | TR-69 | Hakan Enerji power station | Hakan Enerji power station | Turkey | Turkey | hard coal | Hakan Madencilik ve Elektrik Üretim |  |  |  | no | no | conventional | new coal inactive | cancelled | 100
TR-70-1 | TR-70 | Hakan Kömür power station | Hakan Kömür power station | Turkey | Turkey | hard coal | Tunas Enerji Elektrik Uretim A.Ş. |  |  |  | no | no | conventional | new coal inactive | cancelled | 100
TR-71-1 | TR-71 | HEMA Amasra power station | HEMA Amasra power station | Turkey | Turkey | hard coal | Hattat Holding |  |  |  | no | no | conventional | new coal active | pre-permit | 660
TR-71-2 | TR-71 | HEMA Amasra power station Unit 2 | HEMA Amasra power station | Turkey | Turkey | hard coal | Hattat Holding |  |  |  | no | no | conventional | new coal active | pre-permit | 660
TR-72-1 | TR-72 | Ilgın power station | Ilgın power station | Turkey | Turkey | lignite | Ciner Holding |  |  |  | no | no | conventional | new coal active | permitted | 250
TR-72-2 | TR-72 | Ilgın power station Unit 2 | Ilgın power station | Turkey | Turkey | lignite | Ciner Holding |  |  |  | no | no | conventional | new coal active | permitted | 250
TR-73-1 | TR-73 | Irmak power station | Irmak power station | Turkey | Turkey | hard coal | Bıçakcılar Çandarlı Elektrik Üretim A.Ş. |  |  |  | no | no | conventional | new coal inactive | cancelled | 1320
TR-74-1 | TR-74 | Kangal Etyemez power station | Kangal Etyemez power station | Turkey | Turkey | lignite | Soyak Holding |  |  |  | no | no | conventional | new coal active | pre-permit | 135
TR-75-1 | TR-75 | Karaburun power station Unit 1 | Karaburun power station | Turkey | Turkey | hard coal | Yıldırım Group |  |  |  | no | no | conventional | new coal active | permitted | 660
TR-75-2 | TR-75 | Karaburun power station Unit 2 | Karaburun power station | Turkey | Turkey | hard coal | Yıldırım Group |  |  |  | no | no | conventional | new coal active | permitted | 660
TR-76-1 | TR-76 | Kilikya power station Unit 1 | Kilikya power station | Turkey | Turkey | hard coal | Besa Group |  |  |  | no | no | conventional | new coal inactive | cancelled | 330
TR-76-2 | TR-76 | Kilikya power station Unit 2 | Kilikya power station | Turkey | Turkey | hard coal | Besa Group |  |  |  | no | no | conventional | new coal inactive | cancelled | 330
TR-77-1 | TR-77 | Kirazlidere Thermal Power Plant Unit 1 | Kirazlidere Thermal Power Plant | Turkey | Turkey | hard coal | Yıldırım Group |  |  |  | no | no | conventional | new coal active | permitted | 800
TR-77-2 | TR-77 | Kirazlidere Thermal Power Plant Unit 2 | Kirazlidere Thermal Power Plant | Turkey | Turkey | hard coal | Yıldırım Group |  |  |  | no | no | conventional | new coal active | permitted | 800
TR-78-1 | TR-78 | Kireçlik power station | Kireçlik power station | Turkey | Turkey | hard coal | Hattat Holding |  |  |  | no | no | conventional | new coal inactive | cancelled | 1200
TR-79-1 | TR-79 | Kınık power station Unit 1 | Kınık power station | Turkey | Turkey | lignite | Polyak Eynez Enerji Üretim Madencilik Sanayi ve Ticaret |  |  |  | no | no | conventional | new coal active | permitted | 350
TR-79-2 | TR-79 | Kınık power station Unit 2 | Kınık power station | Turkey | Turkey | lignite | Polyak Eynez Enerji Üretim Madencilik Sanayi ve Ticaret |  |  |  | no | no | conventional | new coal active | permitted | 350
TR-80-1 | TR-80 | Kıvanç power station | Kıvanç power station | Turkey | Turkey | unknown | Karataş Termik Üretim Santral Elektrik Madencilik Sanayi ve Ticaret A.Ş. |  |  |  | no | no | conventional | new coal inactive | cancelled | 825
TR-81-1 | TR-81 | Konya Karapınar power station | Konya Karapınar power station | Turkey | Turkey | lignite | EÜAŞ |  |  |  | no | no | conventional | new coal active | announced | 5000
TR-82-1 | TR-82 | Kütahya Domaniç power station | Kütahya Domaniç power station | Turkey | Turkey | lignite | Çelikler Holding |  |  |  | no | no | conventional | new coal inactive | cancelled | 300
TR-83-1 | TR-83 | Meda power station | Meda power station | Turkey | Turkey | hard coal | Azrataş Elektrik Üretim |  |  |  | no | no | conventional | new coal inactive | cancelled | 770
TR-84-1 | TR-84 | METES power station Unit 1 | METES power station | Turkey | Turkey | unknown | Eren Holding |  |  |  | no | no | conventional | new coal inactive | cancelled | 1000
TR-84-2 | TR-84 | METES power station Unit 2 | METES power station | Turkey | Turkey | unknown | Eren Holding |  |  |  | no | no | conventional | new coal inactive | cancelled | 1000
TR-85-1 | TR-85 | Muğla power station | Muğla power station | Turkey | Turkey | unknown | [to be determined] |  |  |  | no | no | conventional | new coal inactive | cancelled | 300
TR-86-1 | TR-86 | Petkim power station | Petkim power station | Turkey | Turkey | hard coal | State Oil Company of Azerbaijan (SOCAR) |  |  |  | no | no | conventional | new coal inactive | cancelled | 205
TR-87-1 | TR-87 | Polat power station Unit 2 | Polat power station | Turkey | Turkey | lignite | Polat Yol Yapı |  |  |  | no | no | conventional | new coal inactive | cancelled | 300
TR-88-1 | TR-88 | Sanko Gölbaşı power station | Sanko Gölbaşı power station | Turkey | Turkey | unknown | Sanko Holding |  |  |  | no | no | conventional | new coal inactive | cancelled | 150
TR-89-1 | TR-89 | Sanko Yumurtalık power station Unit 1 | Sanko Yumurtalık power station | Turkey | Turkey | unknown | Sanko Holding |  |  |  | no | no | conventional | new coal inactive | cancelled | 800
TR-89-2 | TR-89 | Sanko Yumurtalık power station Unit 2 | Sanko Yumurtalık power station | Turkey | Turkey | unknown | Sanko Holding |  |  |  | no | no | conventional | new coal inactive | cancelled | 800
TR-90-1 | TR-90 | Sedef II TES power station | Sedef II TES power station | Turkey | Turkey | unknown | İpekyolu Enerji |  |  |  | no | no | conventional | new coal inactive | cancelled | 600
TR-91-1 | TR-91 | Selena power station | Selena power station | Turkey | Turkey | unknown | Bendis Enerji Üretim Madencilik Danışmanlık San ve Tic Ltd. Şti. |  |  |  | no | no | conventional | new coal inactive | cancelled | 900
TR-92-1 | TR-92 | Şevketiye Lapseki power station | Şevketiye Lapseki power station | Turkey | Turkey | unknown | Kaptan Şirketler Group |  |  |  | no | no | conventional | new coal inactive | cancelled | 1320
TR-93-1 | TR-93 | Teyo Tufanbeyli power station Unit 1 | Teyo Tufanbeyli power station | Turkey | Turkey | lignite | Teyo Yatırım ve Dış Ticaret A.Ş. |  |  |  | no | no | conventional | new coal inactive | shelved | 350
TR-93-2 | TR-93 | Teyo Tufanbeyli power station Unit 2 | Teyo Tufanbeyli power station | Turkey | Turkey | lignite | Teyo Yatırım ve Dış Ticaret A.Ş. |  |  |  | no | no | conventional | new coal inactive | shelved | 350
TR-94-1 | TR-94 | Tosyalı İskenderun power station | Tosyalı İskenderun power station | Turkey | Turkey | unknown | Tosyalı Holding |  |  |  | no | no | conventional | new coal inactive | cancelled | 1200
TR-95-1 | TR-95 | Tunçbilek Kütahya power station expansion | Tunçbilek Kütahya power station expansion | Turkey | Turkey | lignite | Çelikler Holding |  |  |  | no | no | conventional | new coal inactive | cancelled | 300
TR-96-1 | TR-96 | Uluköy power station unit 1 | Uluköy power station | Turkey | Turkey | lignite | Kolin Group |  |  |  | no | no | conventional | new coal inactive | cancelled | 160
TR-96-2 | TR-96 | Uluköy power station Unit 2 | Uluköy power station | Turkey | Turkey | lignite | Kolin Group |  |  |  | no | no | conventional | new coal inactive | cancelled | 160
TR-96-3 | TR-96 | Uluköy power station Unit 3 | Uluköy power station | Turkey | Turkey | lignite | Kolin Group |  |  |  | no | no | conventional | new coal inactive | cancelled | 160
TR-96-4 | TR-96 | Uluköy power station Unit 4 | Uluköy power station | Turkey | Turkey | lignite | Kolin Group |  |  |  | no | no | conventional | new coal inactive | cancelled | 160
TR-97-1 | TR-97 | Yeşilovacık power station | Yeşilovacık power station | Turkey | Turkey | unknown | Çolakoğlu Group |  |  |  | no | no | conventional | new coal inactive | cancelled | 1254
TR-98-1 | TR-98 | Yıldırım Elazığ power station | Yıldırım Elazığ power station | Turkey | Turkey | unknown | Yıldırım Group |  |  |  | no | no | conventional | new coal inactive | cancelled | 200
TR-99-1 | TR-99 | Yumurtalık IC İçtaş power station Unit 1 | Yumurtalık IC İçtaş power station | Turkey | Turkey | unknown | IC İbrahim Çeçen Investment Holding |  |  |  | no | no | conventional | new coal active | pre-permit | 600
TR-100-1 | TR-100 | Zafer power station | Zafer power station | Turkey | Turkey | hard coal | Alpler Enerji Liman Hizmetleri Madencilik Denizcilik A.Ş |  |  |  | no | no | conventional | new coal inactive | cancelled | 1320
TR-102-1 | TR-102 | Çırpılar power station | Çırpılar power station | Turkey | Turkey | lignite | Taşyapı Grup |  |  |  | no | no | conventional | new coal active | pre-permit | 200
TR-103-1 | TR-103 | Ece power station | Ece power station | Turkey | Turkey | hard coal | Çukurova Demtaş Enerji Üretim |  |  |  | no | no | conventional | new coal inactive | cancelled | 600
TR-104-1 | TR-104 | Ergene power station | Ergene power station | Turkey | Turkey | hard coal | Eren Holding |  |  |  | no | no | conventional | new coal inactive | shelved | 170
TR-105-1 | TR-105 | Güney Akdeniz power station Unit 1 | Güney Akdeniz power station | Turkey | Turkey | hard coal | Papatya Elektrik Üretim |  |  |  | no | no | conventional | new coal inactive | cancelled | 660
TR-105-2 | TR-105 | Güney Akdeniz power station Unit 2 | Güney Akdeniz power station | Turkey | Turkey | hard coal | Papatya Elektrik Üretim |  |  |  | no | no | conventional | new coal inactive | cancelled | 660
TR-106-1 | TR-106 | Hande power station | Hande power station | Turkey | Turkey | hard coal | Çukurova Demtaş Enerji Üretim |  |  |  | no | no | conventional | new coal inactive | shelved | 600
TR-107-1 | TR-107 | Kahramanmaraş Anadolu power station Unit 1 | Kahramanmaraş Anadolu power station | Turkey | Turkey | lignite | Ege Trade |  |  |  | no | no | conventional | new coal inactive | cancelled | 300
TR-107-2 | TR-107 | Kahramanmaraş Anadolu power station Unit 2 | Kahramanmaraş Anadolu power station | Turkey | Turkey | lignite | Ege Trade |  |  |  | no | no | conventional | new coal inactive | cancelled | 300
TR-107-3 | TR-107 | Kahramanmaraş Anadolu power station Unit 3 | Kahramanmaraş Anadolu power station | Turkey | Turkey | lignite | Ege Trade |  |  |  | no | no | conventional | new coal inactive | cancelled | 300
TR-107-4 | TR-107 | Kahramanmaraş Anadolu power station Unit 4 | Kahramanmaraş Anadolu power station | Turkey | Turkey | lignite | Ege Trade |  |  |  | no | no | conventional | new coal inactive | cancelled | 300
TR-108-1 | TR-108 | Namal power station | Namal power station | Turkey | Turkey | unknown | Namal Elektrik Üretim |  |  |  | no | no | conventional | new coal inactive | cancelled | 1000
TR-109-1 | TR-109 | Naren Karabiga power station Unit 1 | Naren Karabiga power station | Turkey | Turkey | hard coal | Naren Enerji Elektrik Üretim A.Ş. |  |  |  | no | no | conventional | new coal inactive | cancelled | 980
TR-109-2 | TR-109 | Naren Karabiga power station Unit 2 | Naren Karabiga power station | Turkey | Turkey | hard coal | Naren Enerji Elektrik Üretim A.Ş. |  |  |  | no | no | conventional | new coal inactive | cancelled | 980
TR-111-1 | TR-111 | Antes power station | Antes power station | Turkey | Turkey | lignite | Çalık Holding |  |  |  | no | no | conventional | new coal inactive | shelved | 160
TR-112-1 | TR-112 | Çayırhan-B power station | Çayırhan-B power station | Turkey | Turkey | lignite | Kolin Group |  |  |  | no | no | conventional | new coal inactive | cancelled | 800
TR-113-1 | TR-113 | Misis Adana power station | Misis Adana power station | Turkey | Turkey | unknown | Çınar Enerji |  |  |  | no | no | conventional | new coal inactive | cancelled | 815
TR-114-1 | TR-114 | Çerkezköy power station Unit 1 | Çerkezköy power station | Turkey | Turkey | lignite | EÜAŞ |  |  |  | no | no | conventional | new coal inactive | shelved | 330
TR-114-2 | TR-114 | Çerkezköy power station Unit 2 | Çerkezköy power station | Turkey | Turkey | lignite | EÜAŞ |  |  |  | no | no | conventional | new coal inactive | shelved | 330
TR-114-3 | TR-114 | Çerkezköy power station Unit 3 | Çerkezköy power station | Turkey | Turkey | lignite | EÜAŞ |  |  |  | no | no | conventional | new coal inactive | shelved | 330
TR-115-1 | TR-115 | DETES 1 power station | DETES 1 power station | Turkey | Turkey | lignite | Demir Madencilik |  |  |  | no | no | conventional | new coal active | pre-permit | 160
TR-116-1 | TR-116 | Zorlu Akçakoca power station | Zorlu Akçakoca power station | Turkey | Turkey | unknown | Zorlu Group |  |  |  | no | no | conventional | new coal inactive | cancelled | 1220
TR-117-1 | TR-117 | Afşin-Elbistan power station C | Afşin-Elbistan power station | Turkey | Turkey | lignite | EÜAŞ |  |  |  | no | no | conventional | new coal active | pre-permit | 600
TR-117-2 | TR-117 | Afşin-Elbistan power station D | Afşin-Elbistan power station | Turkey | Turkey | lignite | EÜAŞ |  |  |  | no | no | conventional | new coal inactive | cancelled | 1200
TR-117-3 | TR-117 | Afşin-Elbistan power station E | Afşin-Elbistan power station | Turkey | Turkey | lignite | EÜAŞ |  |  |  | no | no | conventional | new coal inactive | cancelled | 1400
TR-117-4 | TR-117 | Afşin-Elbistan power station G | Afşin-Elbistan power station | Turkey | Turkey | lignite | EÜAŞ |  |  |  | no | no | conventional | new coal inactive | cancelled | 1400
TR-118-1 | TR-118 | Çatalağzı power station Unit 3 | Çatalağzı power station | Turkey | Turkey | hard coal | Bereket Enerji |  |  |  | no | no | conventional | new coal active | pre-permit | 660
TR-119-1 | TR-119 | Helvacı power station | Helvacı power station | Turkey | Turkey | lignite | IC İÇTAŞ Enerji |  |  |  | no | no | conventional | new coal inactive | shelved | 270
TR-120-1 | TR-120 | Yenidere power station Unit 1 | Yenidere power station | Turkey | Turkey | lignite | Yenidere Termik Enerji |  |  |  | no | no | conventional | new coal active | pre-permit | 100
TR-120-2 | TR-120 | Yenidere power station Unit 2 | Yenidere power station | Turkey | Turkey | lignite | Yenidere Termik Enerji |  |  |  | no | no | conventional | new coal active | pre-permit | 100
TR-120-3 | TR-120 | Yenidere power station Unit 3 | Yenidere power station | Turkey | Turkey | lignite | Yenidere Termik Enerji |  |  |  | no | no | conventional | new coal active | pre-permit | 25
TR-120-4 | TR-120 | Yenidere power station Unit 4 | Yenidere power station | Turkey | Turkey | lignite | Yenidere Termik Enerji |  |  |  | no | no | conventional | new coal active | pre-permit | 25
TR-121-1 | TR-121 | Vize power station Unit 1 | Vize power station | Turkey | Turkey | unknown | Turkish Coal Enterprise (TKI) |  |  |  | no | no | conventional | new coal active | announced | 330
TR-121-2 | TR-121 | Vize power station Unit 2 | Vize power station | Turkey | Turkey | unknown | Turkish Coal Enterprise (TKI) |  |  |  | no | no | conventional | new coal active | announced | 330
TR-122-1 | TR-122 | Eren-1 TES Unit 1 | Eren-1 TES | Turkey | Turkey | lignite | DEBA madencilik |  |  |  | no | no | conventional | new coal inactive | cancelled | 245
TR-122-2 | TR-122 | Eren-1 TES Unit 2 | Eren-1 TES | Turkey | Turkey | lignite | DEBA madencilik |  |  |  | no | no | conventional | new coal inactive | cancelled | 245
TR-123-1 | TR-123 | Kipas MMP power station | Kipas MMP power station | Turkey | Turkey | hard coal | Kipas Holding | 2020 |  |  | no | no | industrial | open | operational | 55
UK-2-1 | UK-2 | Lynemouth 1 | Lynemouth | United Kingdom | other EBC-Europe | hard coal | EPH | 1972 | 2015 | 2015-12-31 | no | no | conventional | retired or fuel switch | no longer coal | 152
UK-2-2 | UK-2 | Lynemouth 2 | Lynemouth | United Kingdom | other EBC-Europe | hard coal | EPH | 1972 | 2015 | 2015-12-31 | no | no | conventional | retired or fuel switch | no longer coal | 152
UK-2-3 | UK-2 | Lynemouth 3 | Lynemouth | United Kingdom | other EBC-Europe | hard coal | EPH | 1972 | 2015 | 2015-12-31 | no | no | conventional | retired or fuel switch | no longer coal | 152
UK-6-1 | UK-6 | Aberthaw 1 | Aberthaw | United Kingdom | other EBC-Europe | hard coal | RWE | 1971 | 2020 | 2019-08-01 | no | no | conventional | retired or fuel switch | retired | 575
UK-6-2 | UK-6 | Aberthaw 2 | Aberthaw | United Kingdom | other EBC-Europe | hard coal | RWE | 1971 | 2020 | 2019-08-01 | no | no | conventional | retired or fuel switch | retired | 575
UK-6-3 | UK-6 | Aberthaw 3 | Aberthaw | United Kingdom | other EBC-Europe | hard coal | RWE | 1971 | 2020 | 2019-08-01 | no | no | conventional | retired or fuel switch | retired | 575
UK-15-1 | UK-15 | Cottam 1 | Cottam | United Kingdom | other EBC-Europe | hard coal | EDF | 1969 | 2019 | 2019-02-07 | no | no | conventional | retired or fuel switch | retired | 546
UK-15-2 | UK-15 | Cottam 2 | Cottam | United Kingdom | other EBC-Europe | hard coal | EDF | 1969 | 2019 | 2019-02-07 | no | no | conventional | retired or fuel switch | retired | 546
UK-15-3 | UK-15 | Cottam 3 | Cottam | United Kingdom | other EBC-Europe | hard coal | EDF | 1969 | 2019 | 2019-02-07 | no | no | conventional | retired or fuel switch | retired | 546
UK-15-4 | UK-15 | Cottam 4 | Cottam | United Kingdom | other EBC-Europe | hard coal | EDF | 1969 | 2019 | 2019-02-07 | no | no | conventional | retired or fuel switch | retired | 546
UK-16-1 | UK-16 | Fiddler’s Ferry 1 | Fiddler’s Ferry | United Kingdom | other EBC-Europe | hard coal | SSE | 1971 | 2019 | 2019-06-14 | no | no | conventional | retired or fuel switch | retired | 533
UK-16-2 | UK-16 | Fiddler’s Ferry 2 | Fiddler’s Ferry | United Kingdom | other EBC-Europe | hard coal | SSE | 1971 | 2020 | 2019-06-14 | no | no | conventional | retired or fuel switch | retired | 533
UK-16-3 | UK-16 | Fiddler’s Ferry 3 | Fiddler’s Ferry | United Kingdom | other EBC-Europe | hard coal | SSE | 1971 | 2020 | 2019-06-14 | no | no | conventional | retired or fuel switch | retired | 533
UK-16-4 | UK-16 | Fiddler’s Ferry 4 | Fiddler’s Ferry | United Kingdom | other EBC-Europe | hard coal | SSE | 1971 | 2020 | 2019-06-14 | no | no | conventional | retired or fuel switch | retired | 533
UK-22-1 | UK-22 | Didcot A1 | Didcot | United Kingdom | other EBC-Europe | hard coal | RWE | 1970 | 2013 | 2013-12-31 | no | no | conventional | retired or fuel switch | retired | 543
UK-22-2 | UK-22 | Didcot A2 | Didcot | United Kingdom | other EBC-Europe | hard coal | RWE | 1970 | 2013 | 2013-12-31 | no | no | conventional | retired or fuel switch | retired | 543
UK-22-3 | UK-22 | Didcot A3 | Didcot | United Kingdom | other EBC-Europe | hard coal | RWE | 1970 | 2013 | 2013-12-31 | no | no | conventional | retired or fuel switch | retired | 543
UK-22-4 | UK-22 | Didcot A4 | Didcot | United Kingdom | other EBC-Europe | hard coal | RWE | 1970 | 2013 | 2013-12-31 | no | no | conventional | retired or fuel switch | retired | 543
UK-28-1 | UK-28 | Eggborough 1 | Eggborough | United Kingdom | other EBC-Europe | hard coal | EPH | 1967 | 2018 | 2018-02-02 | no | no | conventional | retired or fuel switch | retired | 533
UK-28-2 | UK-28 | Eggborough 2 | Eggborough | United Kingdom | other EBC-Europe | hard coal | EPH | 1967 | 2018 | 2018-02-02 | no | no | conventional | retired or fuel switch | retired | 533
UK-28-3 | UK-28 | Eggborough 3 | Eggborough | United Kingdom | other EBC-Europe | hard coal | EPH | 1967 | 2018 | 2018-02-02 | no | no | conventional | retired or fuel switch | retired | 533
UK-28-4 | UK-28 | Eggborough 4 | Eggborough | United Kingdom | other EBC-Europe | hard coal | EPH | 1967 | 2018 | 2018-02-02 | no | no | conventional | retired or fuel switch | retired | 533
UK-36-1 | UK-36 | Ferrybridge 1 | Ferrybridge | United Kingdom | other EBC-Europe | hard coal | SSE | 1966 | 2014 | 2014-12-31 | no | no | conventional | retired or fuel switch | retired | 533
UK-36-2 | UK-36 | Ferrybridge 2 | Ferrybridge | United Kingdom | other EBC-Europe | hard coal | SSE | 1966 | 2014 | 2014-12-31 | no | no | conventional | retired or fuel switch | retired | 533
UK-36-3 | UK-36 | Ferrybridge 3 | Ferrybridge | United Kingdom | other EBC-Europe | hard coal | SSE | 1966 | 2016 | 2015-05-20 | no | no | conventional | retired or fuel switch | retired | 533
UK-36-4 | UK-36 | Ferrybridge 4 | Ferrybridge | United Kingdom | other EBC-Europe | hard coal | SSE | 1966 | 2016 | 2015-05-20 | no | no | conventional | retired or fuel switch | retired | 533
UK-50-1 | UK-50 | Uskmouth 13 | Uskmouth | United Kingdom | other EBC-Europe | hard coal | SIMEC | 1962 | 2017 | 2020-06-30 | no | no | conventional | retired or fuel switch | no longer coal | 121
UK-50-2 | UK-50 | Uskmouth 14 | Uskmouth | United Kingdom | other EBC-Europe | hard coal | SIMEC | 1962 | 2017 | 2020-06-30 | no | no | conventional | retired or fuel switch | no longer coal | 121
UK-50-3 | UK-50 | Uskmouth 15 | Uskmouth | United Kingdom | other EBC-Europe | hard coal | SIMEC | 1962 | 2014 | 2014-12-31 | no | no | conventional | retired or fuel switch | retired | 121
UK-57-1 | UK-57 | Ratcliffe 1 | Ratcliffe | United Kingdom | other EBC-Europe | hard coal | Uniper | 1968 |  |  | no | 2024 | conventional | open | operational | 543
UK-57-2 | UK-57 | Ratcliffe 2 | Ratcliffe | United Kingdom | other EBC-Europe | hard coal | Uniper | 1968 |  |  | no | 2024 | conventional | open | operational | 543
UK-57-3 | UK-57 | Ratcliffe 3 | Ratcliffe | United Kingdom | other EBC-Europe | hard coal | Uniper | 1968 |  |  | no | 2024 | conventional | open | operational | 543
UK-57-4 | UK-57 | Ratcliffe 4 | Ratcliffe | United Kingdom | other EBC-Europe | hard coal | Uniper | 1968 |  |  | no | 2024 | conventional | open | operational | 543
UK-59-1 | UK-59 | West Burton 1 | West Burton | United Kingdom | other EBC-Europe | hard coal | EDF | 1967 | 2022 | 2021-03-22 | yes | no | conventional | open | operational | 547
UK-59-2 | UK-59 | West Burton 2 | West Burton | United Kingdom | other EBC-Europe | hard coal | EDF | 1967 | 2022 | 2021-03-22 | yes | no | conventional | open | operational | 547
UK-59-3 | UK-59 | West Burton 3 | West Burton | United Kingdom | other EBC-Europe | hard coal | EDF | 1967 | 2022 | 2021-03-22 | yes | no | conventional | open | operational | 547
UK-59-4 | UK-59 | West Burton 4 | West Burton | United Kingdom | other EBC-Europe | hard coal | EDF | 1967 | 2022 | 2021-03-22 | yes | no | conventional | open | operational | 547
UK-60-1 | UK-60 | Kingsnorth 1 | Kingsnorth | United Kingdom | other EBC-Europe | hard coal | Uniper | 1970 | 2012 | 2012-12-31 | no | no | conventional | retired or fuel switch | retired | 543
UK-60-2 | UK-60 | Kingsnorth 2 | Kingsnorth | United Kingdom | other EBC-Europe | hard coal | Uniper | 1970 | 2012 | 2012-12-31 | no | no | conventional | retired or fuel switch | retired | 543
UK-60-3 | UK-60 | Kingsnorth 3 | Kingsnorth | United Kingdom | other EBC-Europe | hard coal | Uniper | 1970 | 2012 | 2012-12-31 | no | no | conventional | retired or fuel switch | retired | 543
UK-60-4 | UK-60 | Kingsnorth 4 | Kingsnorth | United Kingdom | other EBC-Europe | hard coal | Uniper | 1970 | 2012 | 2012-12-31 | no | no | conventional | retired or fuel switch | retired | 543
UK-64-1 | UK-64 | Rugeley 1 | Rugeley | United Kingdom | other EBC-Europe | hard coal | Engie | 1972 | 2016 | 2016-05-21 | no | no | conventional | retired or fuel switch | retired | 547
UK-64-2 | UK-64 | Rugeley 2 | Rugeley | United Kingdom | other EBC-Europe | hard coal | Engie | 1972 | 2016 | 2016-05-21 | no | no | conventional | retired or fuel switch | retired | 547
UK-66-1 | UK-66 | Drax 1 | Drax | United Kingdom | other EBC-Europe | hard coal | Drax Power plc | 1974 | 2013 | 2013-12-31 | no | no | conventional | retired or fuel switch | no longer coal | 701
UK-66-2 | UK-66 | Drax 2 | Drax | United Kingdom | other EBC-Europe | hard coal | Drax Power plc | 1974 | 2014 | 2014-12-31 | no | no | conventional | retired or fuel switch | no longer coal | 701
UK-66-3 | UK-66 | Drax 3 | Drax | United Kingdom | other EBC-Europe | hard coal | Drax Power plc | 1976 | 2016 | 2016-12-21 | no | no | conventional | retired or fuel switch | no longer coal | 701
UK-66-4 | UK-66 | Drax 4 | Drax | United Kingdom | other EBC-Europe | hard coal | Drax Power plc | 1984 | 2018 | 2018-03-20 | no | no | conventional | retired or fuel switch | no longer coal | 701
UK-66-5 | UK-66 | Drax 5 | Drax | United Kingdom | other EBC-Europe | hard coal | Drax Power plc | 1985 | 2022 | 2020-02-27 | yes | no | conventional | open | standby | 701
UK-66-6 | UK-66 | Drax 6 | Drax | United Kingdom | other EBC-Europe | hard coal | Drax Power plc | 1986 | 2022 | 2020-02-27 | yes | no | conventional | open | standby | 701
UK-75-1 | UK-75 | Ironbridge 1 | Ironbridge | United Kingdom | other EBC-Europe | hard coal | Uniper | 1970 | 2011 | 2011-12-31 | no | no | conventional | retired or fuel switch | retired | 543
UK-75-2 | UK-75 | Ironbridge 2 | Ironbridge | United Kingdom | other EBC-Europe | hard coal | Uniper | 1970 | 2011 | 2011-12-31 | no | no | conventional | retired or fuel switch | retired | 543
UK-76-1 | UK-76 | Tilbury 9 | Tilbury | United Kingdom | other EBC-Europe | hard coal | RWE | 1970 | 2011 | 2011-12-31 | no | no | conventional | retired or fuel switch | no longer coal | 326
UK-76-2 | UK-76 | Tilbury 10 | Tilbury | United Kingdom | other EBC-Europe | hard coal | RWE | 1970 | 2011 | 2011-12-31 | no | no | conventional | retired or fuel switch | no longer coal | 326
UK-76-3 | UK-76 | Tilbury 11 | Tilbury | United Kingdom | other EBC-Europe | hard coal | RWE | 1970 | 2011 | 2011-12-31 | no | no | conventional | retired or fuel switch | no longer coal | 326
UK-85-1 | UK-85 | Kilroot 1 | Kilroot | United Kingdom | other EBC-Europe | hard coal | AES | 1981 | 8888 | 2020-05-12 | yes | no | conventional | open | operational | 283
UK-85-2 | UK-85 | Kilroot 2 | Kilroot | United Kingdom | other EBC-Europe | hard coal | AES | 1981 | 8888 | 2020-05-12 | yes | no | conventional | open | operational | 283
UK-87-1 | UK-87 | Longannet 1 | Longannet | United Kingdom | other EBC-Europe | hard coal | Iberdrola | 1970 | 2016 | 2016-03-24 | no | no | conventional | retired or fuel switch | retired | 614
UK-87-2 | UK-87 | Longannet 2 | Longannet | United Kingdom | other EBC-Europe | hard coal | Iberdrola | 1970 | 2016 | 2016-03-24 | no | no | conventional | retired or fuel switch | retired | 614
UK-87-3 | UK-87 | Longannet 3 | Longannet | United Kingdom | other EBC-Europe | hard coal | Iberdrola | 1970 | 2016 | 2016-03-24 | no | no | conventional | retired or fuel switch | retired | 614
UK-87-4 | UK-87 | Longannet 4 | Longannet | United Kingdom | other EBC-Europe | hard coal | Iberdrola | 1970 | 2016 | 2016-03-24 | no | no | conventional | retired or fuel switch | retired | 614
UK-91-1 | UK-91 | Cockenzie 1 | Cockenzie | United Kingdom | other EBC-Europe | hard coal | Iberdrola | 1970 | 2013 | 2013-12-31 | no | no | conventional | retired or fuel switch | retired | 326
UK-91-2 | UK-91 | Cockenzie 2 | Cockenzie | United Kingdom | other EBC-Europe | hard coal | Iberdrola | 1970 | 2013 | 2013-12-31 | no | no | conventional | retired or fuel switch | retired | 326
UK-91-3 | UK-91 | Cockenzie 3 | Cockenzie | United Kingdom | other EBC-Europe | hard coal | Iberdrola | 1970 | 2013 | 2013-12-31 | no | no | conventional | retired or fuel switch | retired | 326
UK-91-4 | UK-91 | Cockenzie 4 | Cockenzie | United Kingdom | other EBC-Europe | hard coal | Iberdrola | 1970 | 2013 | 2013-12-31 | no | no | conventional | retired or fuel switch | retired | 326
UK-101-1 | UK-101 | C.GEN North Killingholme Power Project | C.GEN North Killingholme Power Project | United Kingdom | other EBC-Europe | hard coal | Uniper |  |  |  | no | no | conventional | new coal inactive | cancelled | 470
UK-102-1 | UK-102 | Caledonia Clean Energy Project | Caledonia Clean Energy Project | United Kingdom | other EBC-Europe | hard coal | Summit Power Group |  |  |  | no | no | conventional | new coal inactive | cancelled | 570
UK-103-1 | UK-103 | White Rose CCS Project | White Rose CCS Project | United Kingdom | other EBC-Europe | hard coal | Drax Power plc |  |  |  | no | no | conventional | new coal inactive | cancelled | 426