## Readme
European Gas Plant Database
Status: 14 January 2026, Version: 2.3
Contact: data@bff.earth
This database is published under an Open Database License (ODbL) v1.0. For more information please visit https://opendatacommons.org/licenses/odbl/summary/ . The full license can be found here: https://opendatacommons.org/licenses/odbl/1.0/ Please cite as: "Beyond Fossil Fuels: European Gas Plant Database, 14 January 2026"
Disclaimer: Beyond Fossil Fuels (previously Europe Beyond Coal) uses its best efforts to deliver a high quality of the Database and to verify that the data contained therein have been selected on the basis of sound judgement. It is based on all relevant data known of by the collaborators of Beyond Fossil Fuels, but may not be exhaustive and may contain errors or outdated information. Beyond Fossil Fuels makes no warranties to that effect, and shall not be liable for any damage that may result from errors or omissions in the Database.
To report errors, updates or request specific source information please contact: data@bff.earth
NOTES
1. Scope:
This database lists the vast majority of gas plants in all EU member states (27 states), Western Balkan states (6 states) and Moldova, Norway, Switzerland, Türkiye, United Kingdom and Ukraine. Plants retired before 2023 are not listed. The database covers power plants larger than 15 MW (electrical net capacity) that provide electricity or electricity and heat (combined heat and power, 'CHP'), including power plants that are within industrial facilities. Other plants are omitted. The database only includes units fired mainly with fossil gas.
2. Sources:
Plants and plant parameters: | This database was initially created using data from the Global Energy Monitor, with ongoing data exchange between the organisations following each update. Beyond Fossil Fuels continues to check and enhance it using diverse types of sources, including official plant lists of government bodies, permits, company websites, company reports, news articles, and tenders.
3. Summary and Country sheets:
1. All data is categorized by the following statuses: operating, mothballed, announced, pre-construction, construction, shelved, cancelled, and retired. For status definitions see below.
2. The Summary sheet provides Europe-wide totals of capacity (MW), number of plants, and number of units for each status.
3. The Country sheet breaks down capacity (MW) by country for each status.
4. Plant sheet:
1. Column ("Plant status") reflects the following priority order: operating, construction, pre-construction, announced, shelved, mothballed (only when all units are mothballed), cancelled, retired (only when all units are retired).
2. Colum ("Commissioning first unit") provides the commissioning year of the oldest of the units of the plant, "unknown" when the year is unknown, and "not relevant" when this information is not relevant anymore because the project has been cancelled.
3. Column ("(Planned) retirement last unit") only specifies a year if all remaining units of the plant have announced to retire. It refers to the unit(s) that is/are the last to retire. It specifies "not planned" when the retirement of at least part of the units has not been announced, and "not relevant" when this information is not relevant anymore because the project has been cancelled.
5. Unit sheet:
1. Column ("Commissioning year") provides the commissioning year the unit, "unknown" when the year is unknown, and "not relevant" when this information is not relevant anymore because the unit has been cancelled.
2. Column ("Retirement year/Announced retirement year") provides retirement years for units that have announced to retire. It specifies "not planned" when the retirement has not been announced, and "not relevant" when this information is not relevant anymore because the unit has been cancelled.
3. Column ("Retirement announced?") specifies "yes" when a retirement has been announced. Units in countries whose governments have announced a national gas phase-out but have not announced a retirement per plant are counted as "no". The column specifies "not relevant" when this information is not relevant anymore because the unit has been cancelled.
4. Column ("Capacity") provides a default value of 0 MW in case the capacity is unknown.
5. Column ("Unit type") is defined as follows: "conventional" => focus on electricity generation, no or almost no heat supply; "chp" => both electricity and heat generation (heat part mostly for non-industrial purposes).
6. Column ("Received at least 1 CRM contract? [certainty ¦ number of CRMs]") provides capacity remuneration mechanism contract data collected for the Capacity Remuneration Mechanisms in Europe report, comprising auctions held between 2018 to 2024 across 6 market area countries. The certainty level indicates confidence in aligning gas units with CRM auction results, while the number shows how many CRM contracts the unit has received.
7. The status of Ukraine's gas units is as of 1 January 2022, prior to the full-scale Russian invasion of Ukraine. This information may not reflect their current status, as some units may have been damaged or destroyed in the war.
Status definitions
Announced | The project has appeared in corporate or governmental planning documents, or has been been publicly reported by the project owner or utility, but has not yet moved actively forward by applying for permits or seeking land, material or financing.
Pre-construction | The project has actively moved forward in one or more of the following ways: applying for environmental permits, acquiring land, acquiring material, acquiring water rights, acquiring transmission arrangements, securing financing, or selecting a company to design &/or build the plant.
Construction | Physical construction of the unit (i.e. concrete and steel, not just a ground-breaking ceremony or early site preparation) is proceeding. This include the test phase before the commercial operation.
Shelved | The project has not moved forward in more than three years after the latest announcement/progress.
Cancelled | A project is considered cancelled when (a) a cancellation announcement has been made, (b) there have been no developments for the past five years, or (c) other factors make it impossible for the project to continue (e.g. bankruptcy, permit expiration).
Operating | Unit is in commercial operation and connected to the grid.
Mothballed | The plant is not in use (short stand by, or deactivated for a longer or indefinite period of time) but not dismantled, or the plant is not operating but is kept for grid reserves. The plant can potentially be turned back on.
Retired | Unit is shut down permanently, decommissioned, and in some cases already dismantled.
Technology definitions
CCGT | Combined-Cycle Gas Turbine: uses the exhaust heat from gas turbines to generate steam with a heat recovery steam generator.
OCGT | Open-Cycle Gas Turbine: consists only of gas turbines without recovering of any waste heat. It can also be refered as "single cycle" or "simple cycle".
ISCC | Integrated Solar Combined Cycle: combines a natural gas-fired power plant and a Concentrated Solar Power (CSP) plant.
ST | Steam Turbines: extracts power from steam.
ICCC | Internal Combustion Combined Cycle: can also be referred as reciprocating engines.
not found | Information not found

## Summary
|  |  | Operating | Mothballed | Announced | Pre-construction | Construction | Shelved | Cancelled | Retired
All Europe | Capacity | MW | 237527 | 14903 | 20585 | 43587 | 17727 | 14848 | 12240 | 2137
| # Plants | No | 800 | 34 | 28 | 75 | 39 | 25 | 11 | 6
| # Units | No | 1516 | 123 | 43 | 128 | 61 | 43 | 20 | 17

## Country
Country | Capacity operating | Capacity mothballed | Capacity announced | Capacity pre-construction | Capacity under construction | Capacity shelved | Capacity cancelled | Capacity retired
Albania |  |  | 350 | 170
Austria | 4836 | 240
Belgium | 6168 | 43 |  | 900 | 870 | 235 | 3830 | 145
Bosnia & Herzegovina |  |  | 238 |  |  | 1515
Bulgaria | 1142 | 660 | 276 | 1069 |  |  | 1000
Croatia | 833 | 78 |  | 983 | 150 | 85
Cyprus |  |  |  |  | 420
Czech Republic | 1697 |  | 937 | 1912 | 109
Denmark | 807 | [6 empty] | 75
Estonia | 196 | 250 |  | 100
Finland | 1545 | 129
France | 8527 |  |  | 627
Germany | 27145 | 4078 | 10230 | 4828 | 1675 | 2730 | 365 | 565
Greece | 7026 |  | 144 | 2418 | 840 | 1316
Hungary | 2607 |  |  | 1000 | 540
Ireland | 4245 | 272 | 203 | 4118 | 1404 | 389 | 299
Italy | 42715 | 1409 | 1220 | 2595 | 2784 | 4275 | 4310 | 800
Kosovo
Latvia | 1087
Lithuania | 1151 | 110 |  |  |  | 150
Luxembourg
Malta | 358
Moldova | 1590 |  |  | 305
Montenegro | [5 empty] | 790
Netherlands | 13590 | 578 |  | 500
North Macedonia | 280 |  | 105 | 700
Norway | 229 | 150 | 220
Poland | 4861 | 40 | 1384 | 6458 | 3679
Portugal | 4369
Romania | 2674 | 501 | 170 | 3041 | 2433 | 189
Serbia | 602 | 32 | 850 |  |  | 200 | 660
Slovakia | 1017 | 58
Slovenia | 421 |  |  |  | 110
Spain | 28550 | 137 | 70
Sweden | 834 | 100
Switzerland |  | 336
Türkiye | 25935 | 1157 |  |  | 890 |  | 1776
Ukraine | 4589 | 3675 | 260 |  | 309
United Kingdom | 35904 | 870 | 3929 | 11864 | 1514 | 2974 |  | 552

## Plant
Country | BFF plant ID | Plant name | Main fuel | Secondary fuel | Plant status | Capacity operating | Capacity mothballed | Capacity announced | Capacity pre-construction | Capacity under construction | Capacity shelved | Capacity cancelled | Capacity retired | Commissioning first unit | (Planned) retirement last unit | City | Latitude | Longitude | Parent owners
Albania | AL-1 | Roskovec power station | fossil gas |  | pre-construction | 0 | 0 | 0 | 170 | 0 | 0 | 0 | 0 | 2028 | 2076 | Roskovec | 40.7378 | 19.7034 | DEPA,GEK Terna,Gener 2
Albania | AL-2 | Vlora power station | fossil gas |  | announced | 0 | 0 | 350 | 0 | 0 | 0 | 0 | 0 | unknown | not planned | Vlorë | 40.4902 | 19.4355 | KESH
Austria | AT-1 | Theiss power station | fossil gas |  | operating | 485 | 240 | 0 | 0 | 0 | 0 | 0 | 0 | 2003 | not planned | Gedersdorf | 48.3949 | 15.7102 | EVN
Austria | AT-2 | Gratkorn Mill power station | fossil gas | biofuel | operating | 70 | 0 | 0 | 0 | 0 | 0 | 0 | 0 | 2007 | not planned | Gratkorn | 47.135 | 15.3354 | Sappi.
Austria | AT-3 | Graz power station | fossil gas |  | operating | 280 | 0 | 0 | 0 | 0 | 0 | 0 | 0 | unknown | not planned | Graz | 47.0484 | 15.4367 | Energie Steiermark
Austria | AT-4 | Magna Steyr power station | fossil gas |  | operating | 30 | 0 | 0 | 0 | 0 | 0 | 0 | 0 | 1997 | not planned | Graz | 47.021 | 15.4784 | Magna International
Austria | AT-6 | Laakirchen Paper Mill power station | fossil gas |  | operating | 61 | 0 | 0 | 0 | 0 | 0 | 0 | 0 | 1993 | not planned | Laakirchen | 47.9819 | 13.8217 | Energie Oberösterreich
Austria | AT-8 | Linz Mitte power station | fossil gas |  | operating | 217 | 0 | 0 | 0 | 0 | 0 | 0 | 0 | 2004 | not planned | Linz | 48.2992 | 14.3229 | Linz
Austria | AT-9 | Linz Süd power station | fossil gas |  | operating | 172 | 0 | 0 | 0 | 0 | 0 | 0 | 0 | 2000 | not planned | Linz | 48.2679 | 14.3469 | Linz
Austria | AT-10 | Werk Linz power station | fossil gas |  | operating | 153 | 0 | 0 | 0 | 0 | 0 | 0 | 0 | 1995 | not planned | Linz | 48.299 | 14.324 | Voestalpine
Austria | AT-11 | Mellach power station | fossil gas |  | operating | 1003 | 0 | 0 | 0 | 0 | 0 | 0 | 0 | 2012 | not planned | Neudorf ob Wildon | 46.9082 | 15.4923 | Verbund
Austria | AT-12 | Salzburg Mitte power station | fossil gas |  | operating | 84 | 0 | 0 | 0 | 0 | 0 | 0 | 0 | 2001 | not planned | Salzburg | 47.8093 | 13.0382 | Salzburg AG
Austria | AT-13 | Steyrermuhl Paper Mill power station | fossil gas |  | operating | 40 | 0 | 0 | 0 | 0 | 0 | 0 | 0 | unknown | not planned | Steyrermuhl | 47.9796 | 13.8161 | Heinzel
Austria | AT-14 | Timelkam power station | fossil gas |  | operating | 405 | 0 | 0 | 0 | 0 | 0 | 0 | 0 | 2008 | not planned | Timelkam | 48.0122 | 13.5895 | Energie Oberösterreich
Austria | AT-15 | Donaustadt power station | fossil gas |  | operating | 395 | 0 | 0 | 0 | 0 | 0 | 0 | 0 | 2001 | not planned | Vienna | 48.2 | 16.4633 | Wiener Stadtwerke
Austria | AT-16 | Leopoldau power station | fossil gas |  | operating | 140 | 0 | 0 | 0 | 0 | 0 | 0 | 0 | 1975 | not planned | Vienna | 48.2767 | 16.4339 | Wiener Stadtwerke
Austria | AT-17 | Simmering power station | fossil gas |  | operating | 1260 | 0 | 0 | 0 | 0 | 0 | 0 | 0 | 2009 | not planned | Vienna | 48.1815 | 16.4334 | Wiener Stadtwerke
Austria | AT-19 | Krems Industriepark power station | fossil gas |  | operating | 41 | 0 | 0 | 0 | 0 | 0 | 0 | 0 | 1992 | not planned | Krems an der Donau | 48.4074 | 15.6358 | Metadynea Austria
Belgium | BE-1 | Aalst Tereos Syral power station | fossil gas |  | operating | 45 | 0 | 0 | 0 | 0 | 0 | 0 | 0 | 2000 | not planned | Aalst | 50.9355 | 4.0452 | Engie
Belgium | BE-2 | Angleur power station | fossil gas |  | operating | 178 | 0 | 0 | 0 | 0 | 0 | 0 | 0 | 1978 | not planned | Angleur | 50.6177 | 5.5837 | Publilec,EDF
Belgium | BE-3 | BASF Antwerp power station | fossil gas |  | cancelled | 0 | 0 | 0 | 0 | 0 | 0 | 850 | 0 | [not relevant] | [not relevant] | Antwerp | 51.3654 | 4.2707 | BASF
Belgium | BE-4 | Covestro Oorderen power station | fossil gas |  | operating | 43 | 0 | 0 | 0 | 0 | 0 | 0 | 0 | unknown | not planned | Antwerp | 51.297 | 4.3191 | Engie
Belgium | BE-5 | Lillo Evonik power station | fossil gas |  | operating | 85 | 0 | 0 | 0 | 0 | 0 | 0 | 0 | 1999 | not planned | Antwerp | 51.3095 | 4.304 | E.ON,Engie
Belgium | BE-6 | Bayer Monsanto Oud-Lillo power station | fossil gas |  | operating | 43 | 0 | 0 | 0 | 0 | 0 | 0 | 0 | unknown | not planned | Antwerp | 51.3155 | 4.2896 | Engie
Belgium | BE-7 | Scheldelaan Exxonmobil power station | fossil gas |  | operating | 140 | 0 | 0 | 0 | 0 | 0 | 0 | 0 | 2009 | not planned | Antwerp | 51.254 | 4.334 | Exxon Mobil
Belgium | BE-8 | Wilmarsdonk Total power station | fossil gas |  | operating | 153.9 | 0 | 0 | 0 | 0 | 0 | 0 | 0 | unknown | not planned | Antwerp | 51.2711 | 4.3189 | Engie
Belgium | BE-9 | Zandvliet power station | fossil gas |  | operating | 380 | 0 | 0 | 0 | 0 | 0 | 0 | 0 | 2005 | not planned | Antwerp | 51.3689 | 4.2642 | BASF,Engie
Belgium | BE-10 | Saint-Ghislain power station | fossil gas |  | operating | 385 | 0 | 0 | 0 | 0 | 0 | 0 | 0 | 2001 | not planned | Baudour | 50.4719 | 3.8248 | Engie
Belgium | BE-11 | Beveren Ineos Phenolchemie power station | fossil gas |  | operating | 25 | 0 | 0 | 0 | 0 | 0 | 0 | 0 | 1993 | not planned | Beveren | 51.2909 | 4.2702 | Engie
Belgium | BE-12 | Zeebrugge 2 Fluxys power station | fossil gas |  | retired | 0 | 0 | 0 | 0 | 0 | 0 | 0 | 40 | 1987 | 2024 | Bruges | 51.3518 | 3.2087 | Engie
Belgium | BE-13 | Herdersbrug power station | fossil gas |  | operating | 480 | 0 | 0 | 0 | 0 | 0 | 0 | 0 | 1998 | not planned | Brugge | 51.2629 | 3.2112 | Engie
Belgium | BE-14 | Marcinelle Energie power station | fossil gas |  | operating | 413 | 0 | 0 | 0 | 0 | 0 | 0 | 0 | 2011 | not planned | Charleroi | 50.4138 | 4.4067 | TotalEnergies
Belgium | BE-15 | Drogenbos power station | fossil gas |  | operating | 460 | 0 | 0 | 0 | 0 | 0 | 0 | 0 | 1993 | not planned | Drogenbos | 50.8023 | 4.299 | Engie
Belgium | BE-16 | Les Awirs Flemalle power station | fossil gas |  | operating | 875 | 0 | 0 | 0 | 0 | 0 | 0 | 0 | 2025 | not planned | Flémalle | 50.5856 | 5.4169 | Engie
Belgium | BE-17 | Ham (Gent) power station | fossil gas |  | operating | 159 | 0 | 0 | 0 | 0 | 0 | 0 | 0 | 1993 | not planned | Gent | 51.0596 | 3.7364 | Publilec,EDF
Belgium | BE-18 | Ringvaart power station | fossil gas |  | operating | 385 | 0 | 0 | 0 | 0 | 235 | 0 | 0 | 1998 | not planned | Gent | 51.1049 | 3.7257 | Publilec,EDF
Belgium | BE-20 | Izegem power station | fossil gas |  | operating | 20 | 0 | 0 | 0 | 0 | 0 | 0 | 0 | 1995 | not planned | Izegem | 50.9238 | 3.213 | Publilec,EDF
Belgium | BE-21 | Jemeppe-sur-Sambre power station | fossil gas |  | operating | 106 | 0 | 0 | 0 | 0 | 0 | 0 | 0 | 2000 | not planned | Jemeppe-sur-Sambre | 50.4477 | 4.6612 | Ineos Group
Belgium | BE-22 | Sappi Lanaken power station | fossil gas |  | mothballed | 0 | 43 | 0 | 0 | 0 | 0 | 0 | 0 | unknown | not planned | Lanaken | 50.8827 | 5.6419 | Engie
Belgium | BE-23 | Manage Seneffe power station | fossil gas |  | cancelled | 0 | 0 | 0 | 0 | 0 | 0 | 870 | 0 | [not relevant] | [not relevant] | Manage | 50.5098 | 4.2537 | Mitsubishi
Belgium | BE-24 | Dils Energie power station | fossil gas |  | cancelled | 0 | 0 | 0 | 0 | 0 | 0 | 920 | 0 | [not relevant] | [not relevant] | Rotem | 51.0528 | 5.7413 | RWE
Belgium | BE-25 | Amercoeur power station | fossil gas |  | operating | 446 | 0 | 0 | 0 | 0 | 0 | 320 | 0 | 2010 | not planned | Roux | 50.4304 | 4.3955 | Engie
Belgium | BE-26 | Seraing power station | fossil gas |  | operating | 470 | 0 | 0 | 0 | 870 | 0 | 0 | 0 | 1994 | not planned | Seraing | 50.603 | 5.4917 | Publilec,EDF
Belgium | BE-27 | T-power Beringen power station | fossil gas |  | operating | 425 | 0 | 0 | 900 | 0 | 0 | 0 | 0 | 2011 | not planned | Tessenderlo | 51.0586 | 5.1056 | Tessenderlo
Belgium | BE-28 | Vilvoorde power station | fossil gas |  | operating | 255 | 0 | 0 | 0 | 0 | 0 | 870 | 105 | 2001 | 2025 | Vilvoorde | 50.9414 | 4.4246 | Engie
Belgium | BE-29 | Inesco power station | fossil gas |  | operating | 138 | 0 | 0 | 0 | 0 | 0 | 0 | 0 | 2007 | not planned | Zwijndrecht | 51.2413 | 4.3257 | Ineos Group
Belgium | BE-30 | Arlanxeo Zwijndrecht power station | fossil gas |  | operating | 58 | 0 | 0 | 0 | 0 | 0 | 0 | 0 | 2010 | not planned | Zwijndrecht | 51.2382 | 4.3408 | Engie
Bosnia & Herzegovina | BA-1 | Banja Luka power station | fossil gas |  | shelved | 0 | 0 | 0 | 0 | 0 | 600 | 0 | 0 | unknown | not planned | Banja Luka | 44.7693 | 17.1739 | not found
Bosnia & Herzegovina | BA-2 | Bosanski Brod power station | fossil gas |  | shelved | 0 | 0 | 0 | 0 | 0 | 100 | 0 | 0 | unknown | not planned | Brod | 45.1374 | 17.9832 | JSC Zarubezhneft
Bosnia & Herzegovina | BA-3 | ERS Gas-Fired CHP power station | fossil gas |  | shelved | 0 | 0 | 0 | 0 | 0 | 200 | 0 | 0 | unknown | not planned | Catici | 44.0954 | 18.1152 | EPS
Bosnia & Herzegovina | BA-4 | Prijedor power station | fossil gas |  | shelved | 0 | 0 | 0 | 0 | 0 | 600 | 0 | 0 | unknown | not planned | Prijedor | 44.9886 | 16.7092 | not found
Bosnia & Herzegovina | BA-5 | KTG Zenica power station | fossil gas |  | shelved | 0 | 0 | 0 | 0 | 0 | 15 | 0 | 0 | unknown | not planned | Zenica | 44.2025 | 17.9145 | KTG
Bosnia & Herzegovina | BA-6 | Kakanj power station | fossil gas |  | announced | 0 | 0 | 175 | 0 | 0 | 0 | 0 | 0 | 2029 | not planned | Kakanj | 44.0896 | 18.1139 | EPBiH
Bosnia & Herzegovina | BA-7 | Zvornik power station | fossil gas |  | announced | 0 | 0 | 62.5 | 0 | 0 | 0 | 0 | 0 | 2030 | not planned | Zvornik | 44.3865 | 19.1048 | not found
Bulgaria | BG-1 | Neftochim Refinery power station | fossil gas |  | operating | 600 | 240 | 0 | 0 | 0 | 0 | 0 | 0 | 1962 | not planned | Burgas | 42.5413 | 27.3388 | LUKOIL
Bulgaria | BG-2 | Bobov Dol power station | fossil gas |  | pre-construction | 0 | 0 | 0 | 38.9 | 0 | 0 | 0 | 0 | 2025 | not planned | Golemo Selo | 42.2858 | 23.0328 | Energia MK
Bulgaria | BG-3 | Maritsa Iztok-2 power station | fossil gas |  | cancelled | 0 | 0 | 0 | 0 | 0 | 0 | 1000 | 0 | [not relevant] | [not relevant] | Kovachevo | 42.254 | 26.134 | Bulgarian Energy EAD
Bulgaria | BG-4 | Toplofikacia Pleven power station | fossil gas |  | operating | 43 | 0 | 0 | 0 | 0 | 0 | 0 | 0 | 2007 | not planned | Pleven | 43.4212 | 24.6253 | Metroni
Bulgaria | BG-5 | Plovdiv North power station | fossil gas |  | operating | 50 | 0 | 0 | 0 | 0 | 0 | 0 | 0 | 2011 | not planned | Plovdiv | 42.183 | 24.7414 | EVN
Bulgaria | BG-6 | Rupite power station | fossil gas |  | announced | 0 | 0 | 276 | 0 | 0 | 0 | 0 | 0 | unknown | not planned | Rupite | 41.4421 | 23.2414 | Virtus Investment
Bulgaria | BG-7 | Sofia Iztok power station | fossil gas |  | operating | 167 | 0 | 0 | 240 | 0 | 0 | 0 | 0 | 1964 | not planned | Sofia City | 42.6515 | 23.4172 | Toplofikacia Sofia
Bulgaria | BG-8 | Sofia power station | fossil gas |  | operating | 72 | 0 | 0 | 240 | 0 | 0 | 0 | 0 | 1962 | not planned | Sofia City | 42.7189 | 23.3209 | Toplofikacia Sofia
Bulgaria | BG-9 | Varna power station | fossil gas |  | operating | 210 | 420 | 0 | 550 | 0 | 0 | 0 | 0 | 1977 | not planned | Varna | 43.1948 | 27.7655 | Danail Papazov
Croatia | HR-1 | Jertovec power station | fossil gas |  | mothballed | 0 | 78 | 0 | 0 | 0 | 0 | 0 | 0 | 1980 | not planned | Jertovec | 46.0388 | 16.1793 | Hrvatska elektroprivreda (HEP)
Croatia | HR-2 | Petrokemija Kutina power station | fossil gas |  | operating | 35 | 0 | 0 | 0 | 0 | 0 | 0 | 0 | 1983 | not planned | Kutina | 45.4713 | 16.7923 | Petrokemija Group
Croatia | HR-3 | Legrad Hybrid Power Project | fossil gas |  | pre-construction | 0 | 0 | 0 | 483 | 0 | 0 | 0 | 0 | unknown | not planned | Legrad | 46.2825 | 16.7823 | EEG Energy Group
Croatia | HR-4 | Osijek power station | fossil gas |  | operating | 95 | 0 | 0 | 0 | 0 | 85 | 0 | 0 | 1976 | not planned | Osijek | 45.542 | 18.7449 | Hrvatska elektroprivreda (HEP)
Croatia | HR-5 | Sisak power station | fossil gas | oil | operating | 235 | 0 | 0 | 0 | 0 | 0 | 0 | 0 | 2015 | not planned | Sisak | 45.4543 | 16.4146 | Hrvatska elektroprivreda (HEP)
Croatia | HR-6 | Slavonski Brod power station | fossil gas |  | pre-construction | 0 | 0 | 0 | 500 | 0 | 0 | 0 | 0 | 2027 | not planned | Slavonski Brod | 45.1489 | 18.0604 | Delta Gas
Croatia | HR-7 | El-To Zagreb power station | fossil gas |  | operating | 47.8 | 0 | 0 | 0 | 150 | 0 | 0 | 0 | 1998 | not planned | Zagreb | 45.8081 | 15.9482 | Hrvatska elektroprivreda (HEP)
Croatia | HR-8 | Te-To Zagreb power station | fossil gas |  | operating | 420 | 0 | 0 | 0 | 0 | 0 | 0 | 0 | 1979 | not planned | Zagreb | 45.7821 | 16.0163 | Hrvatska elektroprivreda (HEP)
Cyprus | CY-1 | Mari power station | fossil gas |  | construction | 0 | 0 | 0 | 0 | 260 | 0 | 0 | 0 | 2025 | not planned | Mari | 34.7294 | 33.2825 | Cyfield Group
Cyprus | CY-2 | Vasilikos power station | fossil gas |  | construction | 0 | 0 | 0 | 0 | 160 | 0 | 0 | 0 | 2024 | not planned | Mari | 34.7271 | 33.2899 | EAC
Czech Republic | CZ-1 | Cerveny mlyn heating plant | fossil gas |  | operating | 95 | 0 | 0 | 0 | 0 | 0 | 0 | 0 | 1998 | not planned | Brno | 49.2162 | 16.6063 | Teplarny Brno AS
Czech Republic | CZ-2 | Spitalka power station | fossil gas |  | operating | 81 | 0 | 0 | 0 | 0 | 0 | 0 | 0 | 1930 | not planned | Brno | 49.1964 | 16.6226 | Teplarny Brno AS
Czech Republic | CZ-3 | Detmarovice power station | fossil gas |  | construction | 0 | 0 | 0 | 0 | 24 | 0 | 0 | 0 | 2026 | not planned | Dětmarovice | 49.9072 | 18.4646 | CEZ
Czech Republic | CZ-4 | Melnik power station | fossil gas |  | pre-construction | 0 | 0 | 800 | 200 | 0 | 0 | 0 | 0 | 2026 | not planned | Hodonin | 50.4131 | 14.4158 | CEZ
Czech Republic | CZ-5 | Kladno power station | fossil gas |  | operating | 51 | 0 | 0 | 0 | 0 | 0 | 0 | 0 | 2006 | not planned | Kladno | 50.1535 | 14.1286
Czech Republic | CZ-6 | Kralupy Plant power station | fossil gas |  | operating | 101 | 0 | 0 | 0 | 0 | 0 | 0 | 0 | 1993 | not planned | Kralupy nad Vltavou | 50.2588 | 14.3207 | Synthos Group
Czech Republic | CZ-7 | Kyjov CHP power station | fossil gas |  | operating | 23 | 0 | 0 | 0 | 0 | 0 | 0 | 0 | 2001 | not planned | Kyjov | 49.0046 | 17.1288 | Lama Energy Group
Czech Republic | CZ-8 | Komorany heating plant | fossil gas |  | construction | 0 | 0 | 0 | 85 | 85 | 0 | 0 | 0 | 2027 | not planned | Most | 50.5223 | 13.5721 | EP Group
Czech Republic | CZ-9 | CCGT Pocerady | fossil gas |  | operating | 888 | 0 | 0 | 1000 | 0 | 0 | 0 | 0 | 2014 | not planned | Pocerady | 50.4267 | 13.6747 | CEZ
Czech Republic | CZ-10 | Prostejov power station | fossil gas |  | operating | 58 | 0 | 0 | 50 | 0 | 0 | 0 | 0 | 2013 | not planned | Prostějov | 49.4625 | 17.1435 | Creditas Group
Czech Republic | CZ-11 | Vresova power station | fossil gas |  | operating | 400 | 0 | 0 | 0 | 0 | 0 | 0 | 0 | 1996 | not planned | Vřesová | 50.2565 | 12.6908 | SUAS Group
Czech Republic | CZ-12 | Chomutov power station | fossil gas |  | pre-construction | 0 | 0 | 0 | 300 | 0 | 0 | 0 | 0 | 2027 | not planned | Chomutov | 50.464 | 13.4342 | Creditas Group
Czech Republic | CZ-13 | CHP Trmice | fossil gas | biomass | pre-construction | 0 | 0 | 0 | 162 | 0 | 0 | 0 | 0 | 2029 | not planned | Trmice | 50.6462 | 13.9854 | CEZ
Czech Republic | CZ-14 | Opatovice power station | fossil gas |  | pre-construction | 0 | 0 | 0 | 65 | 0 | 0 | 0 | 0 | 2030 | not planned | Opatovice nad Labem | 50.1265 | 15.7933 | EP Group
Czech Republic | CZ-15 | Plzen power station | fossil gas |  | announced | 0 | 0 | 137 | 0 | 0 | 0 | 0 | 0 | unknown | not planned | Plzeň | 49.7543 | 13.3987 | EP Group
Czech Republic | CZ-16 | Olomouc power station | fossil gas |  | pre-construction | 0 | 0 | 0 | 50 | 0 | 0 | 0 | 0 | unknown | not planned | Olomouc | 49.5709 | 17.3041 | Veolia
Denmark | DK-1 | H.C. Orsted power station | fossil gas |  | operating | 21 | 0 | 0 | 0 | 0 | 0 | 0 | 0 | 2003 | 2025 | Copenhagen | 55.6505 | 12.5334 | Orsted
Denmark | DK-2 | Esbjerg Reserve power station | fossil gas |  | operating | 25 | 0 | 0 | 0 | 0 | 0 | 0 | 0 | 2005 | not planned | Esbjerg | 55.4618 | 8.4656 | Entro Group
Denmark | DK-3 | Grenaa Reserve power station | fossil gas |  | operating | 25 | 0 | 0 | 0 | 0 | 0 | 0 | 0 | 2008 | not planned | Grenaa | 56.4218 | 10.8948 | Entro Group
Denmark | DK-4 | Hillerod power station | fossil gas |  | retired | 0 | 0 | 0 | 0 | 0 | 0 | 0 | 75 | 1991 | 2024 | Hillerød | 55.9068 | 12.312 | Hillerød Forsyning
Denmark | DK-5 | Hjorring Cogeneration power station | fossil gas |  | operating | 59 | 0 | 0 | 0 | 0 | 0 | 0 | 0 | 1996 | not planned | Hjørring | 57.4642 | 9.9823 | Hjorring Varmeforsyning
Denmark | DK-6 | Horsens power station | fossil gas | waste | operating | 35 | 0 | 0 | 0 | 0 | 0 | 0 | 0 | 1991 | not planned | Horsens | 55.8519 | 9.8577 | Horsens and Dagnæs-Bækkelund Varmeværk
Denmark | DK-8 | DTU Cogeneration power station | fossil gas |  | operating | 38 | 0 | 0 | 0 | 0 | 0 | 0 | 0 | 1998 | not planned | Lyngby | 55.7847 | 12.5228 | Equinor
Denmark | DK-9 | Akzo Mariager power station | fossil gas |  | operating | 25 | 0 | 0 | 0 | 0 | 0 | 0 | 0 | 1999 | not planned | Mariager | 56.6813 | 10.0422 | Nouryon
Denmark | DK-10 | Fyns power station | fossil gas |  | operating | 362 | 0 | 0 | 0 | 0 | 0 | 0 | 0 | 2024 | 2030 | Odense | 55.4294 | 10.4102 | Fjernvarme Fyn
Denmark | DK-11 | Silkeborgvaerket | fossil gas |  | operating | 108 | 0 | 0 | 0 | 0 | 0 | 0 | 0 | 1995 | not planned | Silkeborg | 56.201 | 9.558 | Silkeborg Forsyning
Denmark | DK-13 | Sonderborg Kraftvarmevaerk CHP power station | fossil gas | waste | operating | 52 | 0 | 0 | 0 | 0 | 0 | 0 | 0 | 1996 | not planned | Sønderborg | 54.9303 | 9.7819 | Sønderborg Fjernvarme Amba
Denmark | DK-14 | Viborg power station | fossil gas |  | operating | 57 | 0 | 0 | 0 | 0 | 0 | 0 | 0 | 1996 | not planned | Viborg | 56.4738 | 9.4126 | Energi Viborg
Estonia | EE-1 | Iru power station | fossil gas | oil | operating | 196 | 0 | 0 | 0 | 0 | 0 | 0 | 0 | 1978 | not planned | Maardu | 59.4514 | 24.9246 | Eesti Energia
Estonia | EE-2 | Kiisa ERPP power station | fossil gas | oil | mothballed | 0 | 250 | 0 | 0 | 0 | 0 | 0 | 0 | 2013 | not planned | Kiisa | 59.246 | 24.7074 | Elering
Estonia | EE-3 | Narva peaking power plant | fossil gas | hydrogen | pre-construction | 0 | 0 | 0 | 100 | 0 | 0 | 0 | 0 | 2028 | not planned | Narva | 59.3538 | 28.1216 | Eesti Energia
Finland | FI-2 | Suomenoja power station | fossil gas | oil | operating | 279 | 0 | 0 | 0 | 0 | 0 | 0 | 0 | 1989 | not planned | Espoo | 60.1491 | 24.7184 | Fortum
Finland | FI-3 | Vuosaari power station | fossil gas | oil | operating | 648 | 0 | 0 | 0 | 0 | 0 | 0 | 0 | 1991 | not planned | Helsinki | 60.2203 | 25.1697 | Helen.
Finland | FI-7 | Porvoo power station | fossil gas |  | operating | 70 | 0 | 0 | 0 | 0 | 0 | 0 | 0 | 1998 | not planned | Kilpilahti | 60.3125 | 25.5248 | Republic of Finland
Finland | FI-8 | Porvoo Refinery power station | fossil gas |  | operating | 168.6 | 0 | 0 | 0 | 0 | 0 | 0 | 0 | 2007 | not planned | Kilpilahti | 60.3073 | 25.497 | Borealis,Neste,Veolia
Finland | FI-9 | Kirkniemi Mill power station | fossil gas | oil | operating | 104 | 0 | 0 | 0 | 0 | 0 | 0 | 0 | 1997 | not planned | Kirkniemi | 60.1909 | 23.9437 | Sappi.
Finland | FI-11 | Hinkismaeki power station | fossil gas | oil | operating | 45 | 0 | 0 | 0 | 0 | 0 | 0 | 0 | 1988 | not planned | Kouvola | 60.8719 | 26.7014 | KSS Energia
Finland | FI-15 | Nokia kombi power station | fossil gas | oil | operating | 72 | 0 | 0 | 0 | 0 | 0 | 0 | 0 | 1997 | not planned | Nokia | 61.4743 | 23.4966 | Leppäkosken Sähkö
Finland | FI-16 | Lielahti power station | fossil gas | oil | operating | 142 | 0 | 0 | 0 | 0 | 0 | 0 | 0 | 1988 | not planned | Tampere | 61.5104 | 23.6752 | Tampereen kaupunki
Finland | FI-17 | Naistenlahti power station | fossil gas | oil | mothballed | 0 | 129 | 0 | 0 | 0 | 0 | 0 | 0 | 1971 | not planned | Tampere | 61.5097 | 23.7775 | Tampereen kaupunki
Finland | FI-21 | M-real Tako Board mill | fossil gas | heavy fuel oil | operating | 16.5 | 0 | 0 | 0 | 0 | 0 | 0 | 0 | unknown | not planned | Tampere | 61.5007 | 23.7722 | Metsä Group
France | FR-1 | Tavaux power station | fossil gas |  | operating | 141 | 0 | 0 | 0 | 0 | 0 | 0 | 0 | 1964 | not planned | Abergement-la-Ronce | 47.0552 | 5.397 | EDF,Solvay
France | FR-2 | Sethelec D'Arles power station | fossil gas |  | operating | 43 | 0 | 0 | 0 | 0 | 0 | 0 | 0 | 2002 | not planned | Arles | 43.6735 | 4.6087 | Engie
France | FR-3 | Blenod power station | fossil gas |  | operating | 450.5 | 0 | 0 | 0 | 0 | 0 | 0 | 0 | 2011 | not planned | Blénod-lès-Pont-à-Mousson | 48.869 | 6.0842 | EDF
France | FR-4 | Bouchain power station | fossil gas |  | operating | 563 | 0 | 0 | 0 | 0 | 0 | 0 | 0 | 2016 | not planned | Bouchain | 50.2987 | 3.3156 | EDF
France | FR-5 | Combigolfe power station | fossil gas |  | operating | 435 | 0 | 0 | 0 | 0 | 0 | 0 | 0 | 2010 | not planned | Fos-sur-Mer | 43.4072 | 4.8676 | Engie
France | FR-6 | Cycofos power station | fossil gas |  | operating | 451 | 0 | 0 | 0 | 0 | 0 | 0 | 0 | 2009 | not planned | Fos-sur-Mer | 43.428 | 4.8865 | Engie
France | FR-7 | Gennevilliers power station | fossil gas |  | operating | 203.3 | 0 | 0 | 0 | 0 | 0 | 0 | 0 | 1992 | not planned | Gennevilliers | 48.937 | 2.2614 | EDF
France | FR-8 | Amfard power station | fossil gas |  | operating | 250 | 0 | 0 | 0 | 0 | 0 | 0 | 0 | 2003 | not planned | Gonfreville-l'Orcher | 49.48 | 0.22 | EDF,TotalEnergies,Chevron U.S.A.
France | FR-9 | Darblay power station | fossil gas |  | operating | 24 | 0 | 0 | 0 | 0 | 0 | 0 | 0 | 1980 | not planned | Grand-Couronne | 49.3768 | 1.0147 | DCC Energy
France | FR-11 | Haubourdin power station | fossil gas |  | operating | 47 | 0 | 0 | 0 | 0 | 0 | 0 | 0 | 2000 | not planned | Haubourdin | 50.6063 | 2.9832 | Cargill Incorporated
France | FR-12 | Montereau power station | fossil gas |  | operating | 400 | 0 | 0 | 0 | 0 | 0 | 0 | 0 | 2010 | not planned | La Grande-Paroisse | 48.3803 | 2.8511 | EDF
France | FR-13 | Lacq power station | fossil gas |  | operating | 20.9 | 0 | 0 | 0 | 0 | 0 | 0 | 0 | 1995 | not planned | Lacq | 43.412 | -0.63512 | TotalEnergies
France | FR-14 | Landivisiau power station | fossil gas |  | operating | 446 | 0 | 0 | 0 | 0 | 0 | 0 | 0 | 2021 | not planned | Landivisiau | 48.5101 | -4.0733 | Asterion Industrial Partners,TotalEnergies
France | FR-15 | La Madeleine power station | fossil gas |  | operating | 96 | 0 | 0 | 0 | 0 | 0 | 0 | 0 | 1999 | not planned | Laneuveville-devant-Nancy | 48.6391 | 6.2671 | Humens Group
France | FR-16 | Champblain power station | fossil gas |  | operating | 44 | 0 | 0 | 0 | 0 | 0 | 0 | 0 | 1999 | not planned | Laveyron | 45.2168 | 4.81 | Saica
France | FR-17 | Condat-Le-Lardin power station | fossil gas |  | operating | 87.2 | 0 | 0 | 0 | 0 | 0 | 0 | 0 | 2000 | not planned | Le Lardin-Saint-Lazare | 45.1267 | 1.2301 | Lecta
France | FR-18 | Pont-de-Claix power station | fossil gas |  | operating | 78 | 0 | 0 | 0 | 0 | 0 | 0 | 0 | 1969 | not planned | Le Pont-de-Claix | 45.1201 | 5.7098 | Solvay
France | FR-19 | Les Ulis power station | fossil gas |  | operating | 48.7 | 0 | 0 | 0 | 0 | 0 | 0 | 0 | 2001 | not planned | Les Ulis | 48.6758 | 2.1787 | Enerlis
France | FR-20 | Lestrem power station | fossil gas |  | operating | 80 | 0 | 0 | 0 | 0 | 0 | 0 | 0 | 2000 | not planned | Lestrem | 50.6347 | 2.6796 | Roquette Freres
France | FR-21 | Mont-de-Terre power station | fossil gas |  | operating | 46 | 0 | 0 | 0 | 0 | 0 | 0 | 0 | 2001 | not planned | Lille | 50.6212 | 3.0891 | EDF
France | FR-22 | Ruhbogen power station | fossil gas |  | operating | 49.8 | 0 | 0 | 0 | 0 | 0 | 0 | 0 | 2020 | not planned | Marckolsheim | 48.1689 | 7.5995 | Tereos
France | FR-23 | Lavera power station | fossil gas |  | operating | 106.4 | 0 | 0 | 0 | 0 | 0 | 0 | 0 | 2000 | not planned | Martigues | 43.3839 | 5.0025 | Ineos Group,PetroChina
France | FR-24 | Martigues-Ponteau power station | fossil gas |  | operating | 990 | 0 | 0 | 0 | 0 | 0 | 0 | 0 | 2011 | not planned | Martigues | 43.3582 | 5.0211 | EDF
France | FR-25 | Meaux power station | fossil gas |  | operating | 28 | 0 | 0 | 0 | 0 | 0 | 0 | 0 | 2000 | not planned | Meaux | 48.9508 | 2.9247 | Coriance
France | FR-26 | Nesle power station | fossil gas |  | operating | 48 | 0 | 0 | 0 | 0 | 0 | 0 | 0 | 1997 | not planned | Mesnil-Saint-Nicaise | 49.7688 | 2.9023 | Tereos
France | FR-27 | Chambière power station | fossil gas |  | operating | 45 | 0 | 0 | 0 | 0 | 0 | 0 | 0 | 1992 | not planned | Metz | 49.1293 | 6.1836 | City of Metz
France | FR-28 | Bilho power station | fossil gas |  | operating | 45.7 | 0 | 0 | 0 | 0 | 0 | 0 | 0 | 2000 | not planned | Montoir-de-Bretagne | 47.3071 | -2.1379 | not found
France | FR-29 | Montoir-De-Bretagne power station | fossil gas |  | operating | 478 | 0 | 0 | 0 | 0 | 0 | 0 | 0 | 2010 | not planned | Montoir-de-Bretagne | 47.3072 | -2.1372 | Engie
France | FR-30 | Pont sur sambre power station | fossil gas |  | operating | 450 | 0 | 0 | 0 | 0 | 0 | 0 | 0 | 2009 | not planned | Pont-sur-Sambre | 50.2291 | 3.8681 | TotalEnergies
France | FR-31 | Dombasle power station | fossil gas |  | operating | 46 | 0 | 0 | 0 | 0 | 0 | 0 | 0 | 1999 | not planned | Rosières-aux-Salines | 48.6283 | 6.3371 | Solvay
France | FR-32 | Emile Huchet power station | fossil gas |  | operating | 867.8 | 0 | 0 | 627 | 0 | 0 | 0 | 0 | 2009 | not planned | Saint-Avold | 49.1526 | 6.7018 | TotalEnergies,EP Group
France | FR-33 | Saint-Étienne-du-Rouvray power station | fossil gas |  | operating | 122 | 0 | 0 | 0 | 0 | 0 | 0 | 0 | 2000 | not planned | Saint-Étienne-du-Rouvray | 49.3652 | 1.1159 | Taranis Energy
France | FR-34 | Saint Fons power station | fossil gas |  | operating | 88 | 0 | 0 | 0 | 0 | 0 | 0 | 0 | 1998 | not planned | Saint-Fons | 45.6872 | 4.843 | SK Capital Partners
France | FR-35 | Saint-Ouen-sur-Seine power station | fossil gas |  | operating | 125 | 0 | 0 | 0 | 0 | 0 | 0 | 0 | 2000 | not planned | Saint-Ouen-sur-Seine | 48.9117 | 2.3276 | Engie
France | FR-36 | Morandes Power station | fossil gas |  | operating | 414.2 | 0 | 0 | 0 | 0 | 0 | 0 | 0 | 2011 | not planned | Saint-Pourçain-sur-Sioule | 46.2727 | 3.3009 | TotalEnergies
France | FR-37 | Peage-de-Roussillion-Sud power station | fossil gas |  | operating | 44 | 0 | 0 | 0 | 0 | 0 | 0 | 0 | 1999 | not planned | Salaise-sur-Sanne | 45.3498 | 4.7961 | Adisseo
France | FR-38 | Croix-de-Metz power station | fossil gas |  | operating | 440 | 0 | 0 | 0 | 0 | 0 | 0 | 0 | 2012 | not planned | Toul | 48.6934 | 5.9147 | TotalEnergies
France | FR-39 | Vitry-sur-Seine cogeneration power station | fossil gas |  | operating | 100 | 0 | 0 | 0 | 0 | 0 | 0 | 0 | 2001 | not planned | Vitry-sur-Seine | 48.7892 | 2.4173 | Engie
France | FR-40 | Fos-sur-Mer power station | fossil gas |  | operating | 45 | 0 | 0 | 0 | 0 | 0 | 0 | 0 | 1999 | not planned | Fos-sur-Mer | 43.4256 | 4.8452 | Air Liquide
France | FR-41 | Renaires power station | fossil gas |  | operating | 24.5 | 0 | 0 | 0 | 0 | 0 | 0 | 0 | 2020 | not planned | Martigues | 43.3609 | 5.0171 | not found
France | FR-42 | Saillat power station | fossil gas |  | operating | 15.5 | 0 | 0 | 0 | 0 | 0 | 0 | 0 | 1985 | not planned | Saillat-sur-Vienne | 45.8714 | 0.8358 | Engie
Germany | DE-1 | Ahrensfelde power station | fossil gas |  | mothballed | 0 | 148.4 | 0 | 0 | 0 | 0 | 0 | 0 | 1990 | not planned | Ahrensfelde | 52.5896 | 13.5586 | EP Group
Germany | DE-2 | Altbach/Deizisau power station | fossil gas |  | operating | 248 | 0 | 0 | 0 | 665 | 0 | 0 | 0 | 1971 | not planned | Altbach | 48.7172 | 9.3708 | EnBW
Germany | DE-3 | CHP station Buchmann Karton | fossil gas |  | operating | 23.8 | 0 | 0 | 0 | 0 | 0 | 0 | 0 | 1976 | not planned | Annweiler | 49.2079 | 7.9314 | Kartonfabrik Buchmann
Germany | DE-4 | DS Smith Aschaffenburg Mill power station | fossil gas |  | operating | 31.6 | 0 | 0 | 0 | 0 | 0 | 0 | 0 | 2013 | not planned | Aschaffenburg | 49.9882 | 9.1558 | E.ON
Germany | DE-5 | Augsburg power station | fossil gas |  | operating | 30.7 | 0 | 0 | 0 | 0 | 0 | 0 | 0 | 1976 | not planned | Augsburg | 48.3745 | 10.9039 | Stadtwerke Augsburg
Germany | DE-6 | Augsburg-Ost combined heat and power station | fossil gas |  | operating | 20.4 | 0 | 0 | 0 | 0 | 0 | 0 | 0 | 2004 | not planned | Augsburg | 48.4017 | 10.9352 | Stadtwerke Augsburg
Germany | DE-7 | UPM Augsburg power station | fossil gas |  | retired | 0 | 0 | 0 | 0 | 0 | 0 | 0 | 29.5 | 1992 | 2023 | Augsburg | 48.3793 | 10.8991 | UPM-Kymmene
Germany | DE-8 | Baunatal power station | fossil gas |  | operating | 74.4 | 0 | 0 | 0 | 0 | 0 | 0 | 0 | 2013 | not planned | Baunatal | 51.2529 | 9.4044 | Volkswagen
Germany | DE-10 | Berlin Mitte power station | fossil gas |  | operating | 444 | 0 | 0 | 0 | 0 | 0 | 0 | 0 | 1997 | not planned | Berlin | 52.5117 | 13.4209 | BEW
Germany | DE-11 | Berlin-Klingenberg power station | fossil gas |  | operating | 164 | 0 | 0 | 0 | 0 | 0 | 0 | 0 | 1981 | not planned | Berlin | 52.4889 | 13.4968 | BEW
Germany | DE-12 | Berlin-Marzahn power station | fossil gas |  | operating | 189.5 | 0 | 0 | 0 | 0 | 0 | 0 | 0 | 2020 | not planned | Berlin | 52.5186 | 13.3762 | BEW
Germany | DE-13 | Charlottenburg power station | fossil gas |  | operating | 144 | 0 | 0 | 0 | 0 | 0 | 0 | 0 | 1976 | not planned | Berlin | 52.5219 | 13.3111 | BEW
Germany | DE-14 | Lichterfelde power station | fossil gas |  | operating | 300 | 0 | 0 | 0 | 0 | 0 | 0 | 0 | 2019 | not planned | Berlin | 52.4252 | 13.3098 | BEW
Germany | DE-15 | Bernburg Alkali power station | fossil gas |  | operating | 143.7 | 0 | 0 | 0 | 0 | 0 | 0 | 0 | 1994 | not planned | Bernburg | 51.8026 | 11.7515 | Solvay
Germany | DE-16 | Schildescher Strasse power station | fossil gas |  | operating | 71.5 | 0 | 0 | 0 | 0 | 0 | 0 | 0 | 1966 | not planned | Bielefeld | 52.0339 | 8.5385 | Stadtwerke Bielefeld Group
Germany | DE-17 | Bitterfeld power station | fossil gas |  | operating | 110 | 0 | 0 | 0 | 0 | 0 | 0 | 0 | 2000 | not planned | Bitterfeld-Wolfen | 51.6249 | 12.3071 | enviaM
Germany | DE-18 | Wolfen power station | fossil gas |  | operating | 50 | 0 | 0 | 0 | 0 | 0 | 0 | 0 | 1996 | not planned | Bitterfeld-Wolfen | 51.6569 | 12.2581 | enviaM
Germany | DE-19 | Hiltrop power station | fossil gas |  | operating | 43.4 | 0 | 0 | 0 | 0 | 0 | 0 | 0 | 1975 | not planned | Bochum | 51.508 | 7.2503 | EWMR
Germany | DE-20 | Bonn-Nord power station | fossil gas |  | operating | 133.3 | 0 | 0 | 0 | 0 | 0 | 0 | 0 | 1998 | not planned | Bonn | 50.7338 | 7.0805 | Stadtwerke Bonn (SWB)
Germany | DE-21 | Kirchmoeser power station | fossil gas |  | operating | 176 | 0 | 0 | 0 | 0 | 0 | 0 | 0 | 1994 | not planned | Brandenburg | 52.3942 | 12.4181 | Uniper
Germany | DE-22 | Brandenburg Havel power station | fossil gas |  | operating | 36.8 | 0 | 0 | 0 | 0 | 0 | 0 | 0 | 1997 | not planned | Brandenburg an der Havel | 51.5122 | 13.9711 | E.DIS
Germany | DE-23 | Braunschweig Mitte power station | fossil gas |  | operating | 166.5 | 0 | 0 | 0 | 0 | 0 | 0 | 20 | 1971 | not planned | Braunschweig | 52.2786 | 10.5147 | Veolia
Germany | DE-24 | Braunschweig Nord power station | fossil gas |  | operating | 25 | 0 | 0 | 0 | 0 | 0 | 0 | 0 | 1990 | not planned | Braunschweig | 52.2786 | 10.5147 | Veolia
Germany | DE-25 | Mittelsbüren power station | fossil gas |  | operating | 444.5 | 0 | 0 | 0 | 0 | 0 | 0 | 0 | 2014 | not planned | Bremen | 53.1289 | 8.6852 | EWE Aktiengesellschaft
Germany | DE-26 | Burghausen power station | fossil gas |  | operating | 233.9 | 0 | 0 | 0 | 0 | 0 | 0 | 0 | 1979 | not planned | Burghausen | 48.1862 | 12.8458 | Wacker Chemie
Germany | DE-27 | Gendorf Works power station | fossil gas |  | operating | 72.5 | 0 | 0 | 0 | 0 | 0 | 0 | 0 | 1967 | not planned | Burgkirchen | 48.1768 | 12.7306 | Infraserv Gendorf
Germany | DE-28 | Darmstadt power station | fossil gas |  | mothballed | 0 | 93 | 0 | 0 | 0 | 0 | 0 | 0 | 2011 | not planned | Darmstadt | 49.8849 | 8.6501 | HEAG
Germany | DE-29 | Dessau power station | fossil gas |  | operating | 39.1 | 0 | 0 | 0 | 0 | 0 | 0 | 0 | 1996 | not planned | Dessau-Roßlau | 51.8269 | 12.23 | Stadtwerke Dessau
Germany | DE-30 | Dormagen power station | fossil gas |  | operating | 562 | 0 | 0 | 0 | 0 | 0 | 0 | 0 | 2000 | not planned | Dormagen | 51.0791 | 6.8287 | RWE
Germany | DE-31 | Nossener Bruecke power station | fossil gas |  | operating | 260 | 0 | 0 | 0 | 0 | 0 | 0 | 0 | 1995 | not planned | Dresden | 51.0421 | 13.7086 | Technische Werke Dresden
Germany | DE-32 | Duisburg III power station | fossil gas |  | operating | 274.6 | 0 | 0 | 0 | 0 | 0 | 0 | 0 | 1974 | not planned | Duisburg | 51.3907 | 6.7478 | DVV
Germany | DE-33 | Power station DK | fossil gas |  | operating | 22.1 | 0 | 0 | 0 | 0 | 0 | 0 | 0 | 2011 | not planned | Duisburg | 51.4214 | 6.7414 | Hargreaves Services
Germany | DE-34 | Lausward power station | fossil gas |  | operating | 826.4 | 0 | 0 | 0 | 0 | 0 | 0 | 0 | 1974 | not planned | Düsseldorf | 51.2214 | 6.7313 | EnBW
Germany | DE-35 | Model Saxony Paper power station | fossil gas |  | operating | 46.8 | 0 | 0 | 0 | 0 | 0 | 0 | 0 | 2009 | not planned | Eilenburg | 51.4596 | 12.5867 | Model Group
Germany | DE-37 | Eisenhüttenstadt power station | fossil gas |  | operating | 61.6 | 0 | 0 | 0 | 0 | 56 | 0 | 0 | 1954 | not planned | Eisenhüttenstadt | 52.1437 | 14.6419 | ArcelorMittal
Germany | DE-38 | Huntorf power station | fossil gas |  | operating | 321 | 0 | 0 | 0 | 0 | 0 | 0 | 0 | 1978 | not planned | Elsfleth | 53.1897 | 8.4087 | Uniper
Germany | DE-39 | Eltmann power station | fossil gas |  | operating | 62.8 | 0 | 0 | 0 | 0 | 0 | 0 | 0 | 2017 | not planned | Eltmann | 49.984 | 10.6514 | Palm Group
Germany | DE-40 | Emden power station | fossil gas |  | mothballed | 0 | 485 | 0 | 0 | 0 | 0 | 0 | 0 | 1973 | not planned | Emden | 53.3422 | 7.2062 | Statkraft
Germany | DE-41 | Erfurt-Ost power station | fossil gas |  | operating | 123.5 | 0 | 0 | 0 | 0 | 0 | 0 | 0 | 1999 | not planned | Erfurt | 51.0172 | 11.0402 | SWE Stadtwerke Erfurt
Germany | DE-42 | Erlangen power station | fossil gas |  | operating | 44.6 | 0 | 0 | 0 | 0 | 0 | 0 | 0 | 2005 | not planned | Erlangen | 49.593 | 11.0016 | Erlanger Stadtwerke
Germany | DE-43 | Akzo Obernburg power station | fossil gas |  | operating | 112.7 | 0 | 0 | 0 | 0 | 0 | 0 | 0 | 1956 | not planned | Erlenbach | 49.8293 | 9.1482 | Kraftwerk Obernburg
Germany | DE-44 | Weisweiler power station | fossil gas |  | operating | 400 | 0 | 0 | 800 | 0 | 0 | 0 | 0 | 2006 | not planned | Eschweiler | 50.8402 | 6.3083 | RWE
Germany | DE-45 | Flensburg power station | fossil gas |  | operating | 203.5 | 0 | 0 | 0 | 0 | 0 | 0 | 0 | 1980 | not planned | Flensburg | 54.8048 | 9.4334 | Stadtwerke Flensburg
Germany | DE-46 | Industrial park Hoechst power | fossil gas |  | operating | 431.6 | 0 | 0 | 0 | 0 | 0 | 0 | 0 | 1956 | not planned | Frankfurt | 50.0918 | 8.5311 | Infraserv Höchst
Germany | DE-47 | Mainova West power station | fossil gas |  | operating | 149.9 | 0 | 0 | 0 | 124 | 0 | 0 | 0 | 1994 | not planned | Frankfurt | 50.0986 | 8.6531 | Stadtwerke Frankfurt am Main (SWFH),Thüga
Germany | DE-48 | Niederrad power station | fossil gas |  | operating | 70 | 0 | 0 | 0 | 0 | 0 | 0 | 0 | 2005 | not planned | Frankfurt | 50.0856 | 8.6279 | Stadtwerke Frankfurt am Main (SWFH),Thüga
Germany | DE-49 | Freiburg power station | fossil gas |  | operating | 56.8 | 0 | 0 | 0 | 0 | 0 | 0 | 0 | 1998 | not planned | Freiburg | 48.0209 | 7.842 | Cerdia
Germany | DE-50 | Grenzach-Wyhlen power station | fossil gas |  | operating | 38.6 | 0 | 0 | 0 | 0 | 0 | 0 | 0 | 2017 | not planned | Grenzach-Wyhlen | 47.5397 | 7.7069 | E.ON
Germany | DE-51 | Exxonmobil Production power station | fossil gas |  | operating | 30.2 | 0 | 0 | 0 | 0 | 0 | 0 | 0 | 2014 | not planned | Großenkneten | 52.4102 | 9.8125 | Exxon Mobil
Germany | DE-52 | Staudinger power station | fossil gas |  | announced | 0 | 622 | 890 | 0 | 0 | 0 | 0 | 0 | 1977 | not planned | Großkrotzenburg | 50.0831 | 8.9668 | Uniper
Germany | DE-53 | Hagen-Kabel power station | fossil gas |  | retired | 0 | 0 | 0 | 0 | 0 | 0 | 0 | 247 | 1981 | 2025 | Hagen | 51.4129 | 7.4873 | Enervie
Germany | DE-54 | Halle Dieselstrasse power station | fossil gas |  | operating | 171.3 | 0 | 0 | 0 | 0 | 0 | 0 | 0 | 2020 | not planned | Halle | 51.481 | 11.9643 | Stadtwerke Halle
Germany | DE-55 | Halle Trotha power station | fossil gas |  | operating | 68.4 | 0 | 0 | 0 | 0 | 0 | 0 | 0 | 1994 | not planned | Halle | 51.481 | 11.9643 | Stadtwerke Halle
Germany | DE-56 | Tiefstack power station | fossil gas |  | operating | 127 | 0 | 0 | 0 | 0 | 0 | 0 | 0 | 2009 | not planned | Hamburg | 53.527 | 10.0656 | Hamburger Energiewerke
Germany | DE-57 | Trianel Hamm power station | fossil gas |  | operating | 852 | 0 | 500 | 0 | 0 | 0 | 0 | 0 | 2007 | not planned | Hamm | 51.6742 | 7.9303 | Trianel
Germany | DE-58 | GKL Linden power station | fossil gas |  | operating | 230 | 0 | 0 | 0 | 0 | 0 | 0 | 0 | 1996 | not planned | Hannover | 52.42 | 9.648 | VVG Hannover
Germany | DE-59 | Cuno herdecke power station | fossil gas |  | operating | 423 | 0 | 0 | 0 | 0 | 0 | 0 | 0 | 2004 | not planned | Herdecke | 51.4031 | 7.4155 | Enervie,Statkraft
Germany | DE-60 | WI power station | fossil gas |  | operating | 109.6 | 0 | 0 | 0 | 0 | 0 | 0 | 0 | 1962 | not planned | Heringen | 50.8914 | 9.996 | K+S
Germany | DE-61 | Knapsack Gas power station | fossil gas |  | operating | 1326 | 0 | 120 | 0 | 0 | 0 | 0 | 0 | 2007 | not planned | Hürth | 50.859 | 6.841 | Statkraft
Germany | DE-62 | Jena power station | fossil gas |  | operating | 241.9 | 0 | 0 | 0 | 0 | 0 | 0 | 0 | 1996 | not planned | Jena | 50.8969 | 11.5857 | KEBT
Germany | DE-63 | Juelich power station | fossil gas |  | operating | 24.2 | 0 | 0 | 0 | 0 | 0 | 0 | 0 | 2004 | not planned | Jülich | 50.9166 | 6.373 | Pfeifer & Langen
Germany | DE-64 | Karchestraße power station | fossil gas |  | operating | 59.8 | 0 | 0 | 0 | 0 | 0 | 0 | 0 | 2022 | not planned | Kaiserslautern | 49.4362 | 7.7607 | Stadtwerke Kaiserslautern
Germany | DE-65 | Rheinhafen steam power station | fossil gas |  | announced | 0 | 353 | 850 | 0 | 0 | 0 | 0 | 0 | 1998 | not planned | Karlsruhe | 49.0149 | 8.3131 | EnBW
Germany | DE-66 | SW Karlsruhe power station | fossil gas |  | operating | 33 | 0 | 0 | 0 | 0 | 0 | 0 | 0 | 1984 | not planned | Karlsruhe | 49.0144 | 8.3507 | KVVH
Germany | DE-67 | Kassel Kombi power station | fossil gas |  | operating | 56.6 | 0 | 0 | 0 | 0 | 0 | 0 | 0 | 2005 | not planned | Kassel | 51.2791 | 9.484 | Kasseler Verkehrs und Versorgungs
Germany | DE-68 | Kelheim Fibers power station | fossil gas |  | operating | 54.8 | 0 | 0 | 0 | 0 | 0 | 0 | 0 | 1952 | not planned | Kelheim | 48.9048 | 11.9042 | Kelheim Fibres
Germany | DE-69 | Kirchlengern power station | fossil gas |  | operating | 83 | 0 | 0 | 0 | 0 | 0 | 0 | 0 | 1981 | not planned | Kirchlengern | 52.1962 | 8.6474 | Paderborner Kommunalbetriebe
Germany | DE-70 | Merheim RheinEnergie power station | fossil gas |  | operating | 31.1 | 0 | 0 | 0 | 0 | 0 | 0 | 0 | 2020 | not planned | Köln | 50.9561 | 7.0502 | Stadtwerke Köln
Germany | DE-71 | Merkenich (Nord) power station | fossil gas |  | operating | 123.7 | 0 | 0 | 0 | 0 | 0 | 0 | 0 | 2004 | not planned | Köln | 51.0178 | 6.9643 | Stadtwerke Köln
Germany | DE-72 | Niehl power station | fossil gas |  | operating | 865.9 | 0 | 0 | 0 | 0 | 0 | 0 | 0 | 2005 | not planned | Köln | 50.9749 | 6.988 | Stadtwerke Köln
Germany | DE-73 | Anlage Krefeld DT power station | fossil gas |  | operating | 39.7 | 0 | 0 | 0 | 0 | 0 | 0 | 0 | 1964 | not planned | Krefeld | 51.3392 | 6.6642 | Cargill Incorporated
Germany | DE-74 | Chempark Krefeld-Uerdingen power station | fossil gas |  | operating | 74.5 | 0 | 0 | 0 | 0 | 0 | 0 | 0 | 1967 | not planned | Krefeld | 51.3682 | 6.6626 | Currenta
Germany | DE-75 | Landesbergen power station | fossil gas |  | mothballed | 0 | 487 | 0 | 0 | 0 | 0 | 0 | 0 | 1972 | not planned | Landesbergen | 52.5581 | 9.1201 | Statkraft
Germany | DE-76 | Leipzig Nord power station | fossil gas |  | operating | 178.2 | 0 | 0 | 0 | 0 | 0 | 0 | 0 | 1996 | not planned | Leipzig | 51.3512 | 12.3784 | Leipziger Gruppe
Germany | DE-77 | ILK power station | fossil gas |  | operating | 37 | 0 | 0 | 0 | 0 | 0 | 0 | 0 | 1994 | not planned | Leuna | 51.2998 | 12.0193 | TotalEnergies
Germany | DE-78 | Leuna power station | fossil gas |  | operating | 169.2 | 0 | 0 | 0 | 0 | 0 | 0 | 0 | 1994 | not planned | Leuna | 51.2998 | 12.0193 | InfraLeuna
Germany | DE-79 | Leverkusen power station | fossil gas |  | operating | 52.5 | 0 | 0 | 0 | 0 | 574 | 0 | 0 | 1971 | not planned | Leverkusen | 51.0142 | 6.9864 | Currenta,Asterion Industrial Partners
Germany | DE-80 | Emsland power station | fossil gas |  | operating | 1877 | 0 | 0 | 0 | 0 | 0 | 0 | 0 | 1974 | not planned | Lingen | 52.4819 | 7.3067 | RWE
Germany | DE-81 | Greifswald power station | fossil gas |  | operating | 38.2 | 0 | 0 | 0 | 0 | 0 | 0 | 0 | 2013 | not planned | Lubmin | 54.0703 | 13.3951 | E.ON
Germany | DE-82 | Ludwigshafen Mitte power station | fossil gas |  | operating | 497.5 | 0 | 0 | 0 | 0 | 0 | 0 | 0 | 2005 | not planned | Ludwigshafen | 49.453 | 8.433 | BASF
Germany | DE-83 | Ludwigshafen Sued power station | fossil gas |  | operating | 410 | 0 | 0 | 0 | 0 | 0 | 0 | 0 | 1997 | not planned | Ludwigshafen | 49.4964 | 8.4278 | BASF
Germany | DE-84 | Mainz power station | fossil gas |  | operating | 620.3 | 250 | 0 | 304 | 0 | 0 | 0 | 0 | 1977 | not planned | Mainz | 50.0264 | 8.2379 | Mainzer Stadtwerke
Germany | DE-86 | Essity Operations Mannheim power station | fossil gas |  | operating | 45.5 | 0 | 0 | 0 | 0 | 0 | 0 | 0 | 1969 | not planned | Mannheim | 49.5288 | 8.4687 | Essity
Germany | DE-87 | Chemiepark Marl power station III | fossil gas |  | retired | 0 | 0 | 0 | 0 | 0 | 0 | 0 | 184.7 | 1973 | 2025 | Marl | 51.6756 | 7.0902 | Evonik
Germany | DE-88 | Chemiepark Marl power station IV | fossil gas |  | operating | 58 | 0 | 0 | 0 | 0 | 0 | 0 | 0 | 2016 | not planned | Marl | 51.6804 | 7.0969 | Evonik
Germany | DE-89 | Muenchen Sued power station | fossil gas |  | operating | 613 | 0 | 0 | 0 | 0 | 0 | 0 | 79.7 | 1980 | not planned | München | 48.114 | 11.556 | Stadtwerke München
Germany | DE-90 | SWM Freimann power station | fossil gas |  | operating | 101.8 | 0 | 0 | 0 | 0 | 0 | 0 | 0 | 2021 | not planned | München | 48.1878 | 11.5961 | Stadtwerke München
Germany | DE-91 | Muenster Port power station | fossil gas |  | operating | 97.2 | 0 | 0 | 0 | 0 | 0 | 0 | 3.7 | 2005 | not planned | Münster | 51.9501 | 7.6413 | Stadtwerke Münster
Germany | DE-92 | Neubrandenburg power station | fossil gas |  | operating | 73.3 | 0 | 0 | 0 | 0 | 0 | 0 | 0 | 1997 | not planned | Neubrandenburg | 53.5745 | 13.2951 | Neubrandenburger Stadtwerke,VASA Kraftwerkepool
Germany | DE-93 | Bayernoil Refinery power station | fossil gas |  | mothballed | 0 | 25.4 | 0 | 0 | 0 | 0 | 0 | 0 | 1996 | not planned | Neustadt | 48.7879 | 11.7562 | Rosneft
Germany | DE-94 | Franken 1 power station | fossil gas | extra light fuel oil | operating | 823 | 0 | 0 | 0 | 0 | 0 | 0 | 0 | 1973 | not planned | Nürnberg | 49.4208 | 11.0077 | Uniper
Germany | DE-95 | Sandreuth power station | fossil gas |  | operating | 199.9 | 0 | 0 | 0 | 0 | 0 | 0 | 0 | 1981 | not planned | Nürnberg | 49.4364 | 11.0629 | N-ERGIE
Germany | DE-96 | Oberhausen power station | fossil gas |  | operating | 30.3 | 0 | 0 | 0 | 0 | 0 | 0 | 0 | 1971 | not planned | Oberhausen | 51.4707 | 6.8616 | Energieversorgung Oberhausen
Germany | DE-97 | Pforzheim power station | fossil gas |  | operating | 51 | 0 | 0 | 0 | 0 | 0 | 0 | 0 | 2021 | not planned | Pforzheim | 48.8973 | 8.7245 | SWP Stadtwerke Pforzheim
Germany | DE-98 | Philippsthal power station | fossil gas |  | operating | 119.7 | 0 | 0 | 0 | 0 | 0 | 0 | 0 | 1962 | not planned | Philippsthal | 50.8434 | 9.971 | K+S
Germany | DE-99 | Plattling power station | fossil gas |  | operating | 120.5 | 0 | 0 | 0 | 0 | 0 | 0 | 0 | 2010 | not planned | Plattling | 48.7983 | 12.8704 | E.ON
Germany | DE-100 | Potsdam-Sued power station | fossil gas |  | operating | 81.8 | 0 | 0 | 0 | 0 | 0 | 0 | 0 | 1996 | not planned | Potsdam | 52.3668 | 13.1121 | Stadtwerke Potsdam
Germany | DE-101 | Solvay Rb power station | fossil gas |  | operating | 54 | 0 | 0 | 0 | 0 | 0 | 0 | 0 | 1996 | not planned | Rheinberg | 51.5708 | 6.5719 | Solvay
Germany | DE-102 | Marienehe power station | fossil gas |  | operating | 108 | 0 | 0 | 0 | 0 | 0 | 0 | 0 | 1996 | not planned | Rostock | 54.1255 | 12.0819 | Stadtwerke Rostock
Germany | DE-103 | Anlage Ruesselsheim power station | fossil gas |  | operating | 112.5 | 0 | 0 | 0 | 0 | 0 | 0 | 0 | 1999 | not planned | Rüsselsheim | 49.9954 | 8.3945 | Stellantis
Germany | DE-104 | Roemerbruecke power station | fossil gas |  | operating | 179.5 | 0 | 0 | 0 | 0 | 0 | 0 | 0 | 1988 | not planned | Saarbrücken | 49.2118 | 6.9758 | Engie
Germany | DE-105 | ZF SBR thermal power station | fossil gas |  | operating | 38.6 | 0 | 0 | 0 | 0 | 0 | 0 | 0 | 2012 | not planned | Saarbrücken | 49.2118 | 6.9758 | Stadtwerke Saarbrücken
Germany | DE-107 | UPM Schongau power station | fossil gas |  | operating | 83.1 | 64 | 0 | 0 | 0 | 0 | 0 | 0 | 1968 | not planned | Schongau | 47.8081 | 10.9024 | UPM-Kymmene
Germany | DE-109 | BASF Schwarzheide power station | fossil gas |  | operating | 129.5 | 0 | 0 | 0 | 0 | 0 | 0 | 0 | 1994 | not planned | Schwarzheide | 53.1243 | 8.7388 | BASF
Germany | DE-110 | Schwerin Sued power station | fossil gas |  | operating | 73 | 0 | 0 | 0 | 0 | 0 | 0 | 0 | 1994 | not planned | Schwerin | 53.5769 | 11.3962 | Stadtwerke Schwerin (SWS)
Germany | DE-111 | Mercedes-Benz plant Sindelfingen power station | fossil gas |  | operating | 99.6 | 0 | 0 | 0 | 0 | 0 | 0 | 0 | 1963 | not planned | Sindelfingen | 48.7032 | 8.9913 | Mercedes-Benz
Germany | DE-112 | Stade power station | fossil gas |  | operating | 161.9 | 0 | 0 | 0 | 0 | 0 | 0 | 0 | 1975 | not planned | Stade | 53.6351 | 9.4831 | Dow
Germany | DE-113 | Stassfurt power station | fossil gas |  | operating | 100 | 0 | 0 | 0 | 0 | 0 | 0 | 0 | 1997 | not planned | Staßfurt | 51.8657 | 11.5729 | Ciech
Germany | DE-114 | Irsching 4 power station | fossil gas |  | operating | 561 | 0 | 0 | 0 | 0 | 0 | 0 | 0 | 2011 | not planned | Vohburg | 48.767 | 11.58 | Uniper
Germany | DE-115 | Irsching 5 power station | fossil gas |  | operating | 846 | 0 | 0 | 0 | 0 | 0 | 0 | 0 | 2010 | not planned | Vohburg | 48.767 | 11.58 | N-ERGIE,Uniper
Germany | DE-116 | Veits peaker plant | fossil gas |  | operating | 20 | 0 | 0 | 0 | 0 | 0 | 0 | 0 | 1988 | not planned | Waltenhofen | 47.6505 | 10.2616 | Allgäuer Überlandwerk
Germany | DE-117 | Gersteinwerk power station | fossil gas |  | operating | 101 | 1287 | 0 | 800 | 0 | 0 | 0 | 0 | 1972 | not planned | Werne | 51.6752 | 7.7162 | RWE
Germany | DE-122 | Basell Polyolefine power station | fossil gas |  | operating | 51.9 | 0 | 0 | 0 | 0 | 0 | 0 | 0 | 1996 | not planned | Wesseling | 50.8329 | 6.9653 | LyondellBasell Industries
Germany | DE-123 | Infraserv Wiesbaden power station | fossil gas |  | operating | 78.1 | 0 | 0 | 0 | 0 | 0 | 0 | 0 | 1977 | not planned | Wiesbaden | 50.0336 | 8.2448 | Infraserv Wiesbaden
Germany | DE-124 | Wolfsburg Sued power station | fossil gas |  | operating | 98.8 | 0 | 0 | 0 | 0 | 0 | 0 | 0 | 2021 | not planned | Wolfsburg | 52.4167 | 10.7959 | Volkswagen
Germany | DE-125 | Woerth thermal power station | fossil gas |  | operating | 58 | 0 | 0 | 0 | 0 | 0 | 0 | 0 | 2007 | not planned | Wörth | 49.0707 | 8.2998 | Palm Group
Germany | DE-126 | Barmen power station | fossil gas |  | operating | 87 | 0 | 0 | 0 | 0 | 0 | 0 | 0 | 2005 | not planned | Wuppertal | 51.2689 | 7.2003 | Engie
Germany | DE-127 | Friedensbruecke power station | fossil gas |  | operating | 149 | 0 | 0 | 0 | 0 | 0 | 0 | 0 | 1971 | not planned | Würzburg | 49.8 | 9.9231 | WVV
Germany | DE-128 | Zielitz power station | fossil gas |  | operating | 75.9 | 0 | 0 | 0 | 0 | 0 | 0 | 0 | 1980 | not planned | Zielitz | 52.2997 | 11.6733 | K+S
Germany | DE-129 | Thyrow power station | fossil gas |  | mothballed | 0 | 186.8 | 0 | 0 | 0 | 0 | 0 | 0 | 1987 | not planned | Zossen | 52.2305 | 13.3126 | EP Group
Germany | DE-130 | Biblis power station | fossil gas |  | operating | 374 | 0 | 0 | 0 | 0 | 0 | 0 | 0 | 2023 | not planned | Biblis | 49.7092 | 8.407 | RWE
Germany | DE-131 | BHKW Schwarzer Weg power station | fossil gas |  | operating | 21.5 | 0 | 0 | 0 | 0 | 0 | 0 | 0 | 2023 | not planned | Aachen | 50.7975 | 6.1139 | Stadtwerke Aachen
Germany | DE-132 | Aalen power station | fossil gas |  | operating | 77.1 | 0 | 0 | 0 | 0 | 0 | 0 | 0 | 2021 | not planned | Aalen | 48.8211 | 10.1181 | Palm Group
Germany | DE-133 | Hastedt power station | fossil gas |  | operating | 106 | 0 | 0 | 0 | 0 | 0 | 0 | 0 | 2023 | not planned | Bremen | 53.0592 | 8.8732 | Stadtwerke Bonn (SWB)
Germany | DE-134 | Cottbus CHP power station | fossil gas |  | operating | 98.5 | 0 | 0 | 0 | 0 | 0 | 0 | 0 | 1999 | not planned | Cottbus | 51.7627 | 14.3454 | Stadtwerke Cottbus
Germany | DE-135 | Emsland Mill power station | fossil gas |  | operating | 85.3 | 0 | 0 | 0 | 0 | 0 | 0 | 0 | 2022 | not planned | Dörpen | 52.9781 | 7.3609 | UPM-Kymmene
Germany | DE-136 | Scholven power station | fossil gas |  | operating | 138 | 0 | 870 | 0 | 0 | 0 | 0 | 0 | 2024 | not planned | Gelsenkirchen | 51.6006 | 7.0046 | Uniper
Germany | DE-137 | Herne power station | fossil gas |  | operating | 657 | 0 | 0 | 0 | 0 | 0 | 0 | 0 | 2022 | not planned | Herne | 51.5514 | 7.1889 | Asterion Industrial Partners
Germany | DE-138 | INEOS Köln power station | fossil gas |  | operating | 29.6 | 0 | 0 | 0 | 0 | 0 | 0 | 0 | 2022 | not planned | Köln | 51.0679 | 6.8455 | Ineos Group
Germany | DE-139 | Leipheim power station | fossil gas |  | operating | 310 | 0 | 550 | 0 | 0 | 0 | 0 | 0 | 2023 | not planned | Leipheim | 48.4357 | 10.2348 | EP Group
Germany | DE-140 | Leipzig Süd power station | fossil gas |  | operating | 135 | 0 | 0 | 0 | 0 | 0 | 0 | 0 | 2022 | not planned | Leipzig | 51.2975 | 12.3842 | Leipziger Gruppe
Germany | DE-141 | Chemiepark Marl power station VI | fossil gas |  | operating | 180.8 | 0 | 0 | 0 | 0 | 0 | 0 | 0 | 2022 | not planned | Marl | 51.6804 | 7.0969 | Evonik
Germany | DE-142 | Chemiepark Marl power station VII | fossil gas |  | operating | 90.4 | 0 | 0 | 0 | 0 | 0 | 0 | 0 | 2022 | not planned | Marl | 51.6804 | 7.0969 | Evonik
Germany | DE-143 | Fernwärme Ulm power station | fossil gas |  | operating | 20.5 | 0 | 0 | 0 | 0 | 0 | 0 | 0 | 2022 | not planned | Ulm | 48.3965 | 9.9647 | EnBW
Germany | DE-144 | Irsching 6 power station | fossil gas |  | operating | 300 | 0 | 0 | 0 | 0 | 0 | 0 | 0 | 2023 | not planned | Vohburg | 48.767 | 11.58 | Uniper
Germany | DE-146 | Weig Community power station | fossil gas |  | mothballed | 0 | 62.7 | 0 | 0 | 0 | 0 | 0 | 0 | 2015 | not planned | Mayen | 50.3211 | 7.2339 | Moritz J. Weig & Co
Germany | DE-147 | Völklingen-Fenne power station | fossil gas |  | operating | 20 | 0 | 150 | 0 | 0 | 0 | 0 | 0 | 2021 | not planned | Völklingen | 49.2494 | 6.8807 | Asterion Industrial Partners
Germany | DE-148 | Dresden-Reick power station | fossil gas |  | operating | 93.6 | 0 | 0 | 0 | 0 | 0 | 0 | 0 | 2004 | not planned | Dresden | 51.0246 | 13.7849 | Technische Werke Dresden
Germany | DE-151 | Griesheim Reserve power station | fossil gas |  | shelved | 0 | 0 | 0 | 0 | 0 | 500 | 0 | 0 | unknown | not planned | Griesham | 49.8614 | 8.5676 | Copenhagen Infrastructure Partners
Germany | DE-152 | Gundelfingen Reserve power station | fossil gas |  | shelved | 0 | 0 | 0 | 0 | 0 | 1200 | 0 | 0 | unknown | not planned | Gundelfingen | 48.5533 | 10.3674 | Copenhagen Infrastructure Partners
Germany | DE-153 | Heilbronn power station | fossil gas |  | construction | 0 | 0 | 0 | 0 | 675 | 0 | 0 | 0 | 2027 | not planned | Heilbronn | 49.1753 | 9.2074 | EnBW
Germany | DE-154 | Janschwalde power station | fossil gas |  | announced | 0 | 0 | 900 | 0 | 0 | 0 | 0 | 0 | 2029 | not planned | Jänschwalde | 51.8357 | 14.4578 | EP Group
Germany | DE-155 | Lippendorf power station | fossil gas |  | pre-construction | 0 | 0 | 0 | 875 | 0 | 0 | 0 | 0 | 2029 | not planned | Lippendorf | 51.1845 | 12.3728 | EP Group
Germany | DE-157 | München Nord power station | fossil gas |  | operating | 365 | 0 | 0 | 0 | 0 | 0 | 365 | 0 | 2024 | 2035 | Munchen | 48.1812 | 11.6398 | Stadtwerke München
Germany | DE-158 | EDF Premnitz power station | fossil gas |  | shelved | 0 | 0 | 0 | 0 | 0 | 400 | 0 | 0 | unknown | not planned | Premintz | 52.5337 | 12.3487 | EDF
Germany | DE-159 | Schwarze Pumpe power station | fossil gas |  | pre-construction | 0 | 0 | 0 | 870 | 0 | 0 | 0 | 0 | 2028 | not planned | Spremberg | 51.5379 | 14.3535 | EP Group
Germany | DE-160 | Stuttgart-Muenster power station | fossil gas |  | operating | 124 | 0 | 0 | 0 | 0 | 0 | 0 | 0 | 2025 | not planned | Stuttgart | 48.8138 | 9.2192 | EnBW
Germany | DE-161 | Dradenau power station | fossil gas |  | construction | 0 | 0 | 0 | 0 | 180 | 0 | 0 | 0 | 2026 | not planned | Hamburg | 53.5181 | 9.9147 | Hamburger Energiewerke
Germany | DE-162 | Wolfsburg West power station | fossil gas |  | operating | 195 | 0 | 0 | 0 | 0 | 0 | 0 | 0 | 2023 | not planned | Wolfsburg | 52.4415 | 10.7651 | Volkswagen
Germany | DE-164 | Frankfurt Oder power station | fossil gas |  | operating | 50.5 | 0 | 0 | 0 | 0 | 0 | 0 | 0 | 2022 | not planned | Frankfurt an der Oder | 52.3182 | 14.5315 | Stadtwerke Frankfurt (Oder)
Germany | DE-165 | Chemnitz-Nord | fossil gas |  | operating | 87.7 | 0 | 0 | 0 | 0 | 0 | 0 | 0 | 2023 | not planned | Chemnitz | 50.8326 | 12.9242 | Eins Energie in Sachsen
Germany | DE-166 | Chemnitz-Sud | fossil gas |  | operating | 63.7 | 0 | 0 | 0 | 0 | 0 | 0 | 0 | 2022 | not planned | Chemnitz | 50.8326 | 12.9242 | Eins Energie in Sachsen
Germany | DE-167 | ADM Hamburg cogeneration plant | fossil gas |  | operating | 23.7 | 0 | 0 | 0 | 0 | 0 | 0 | 0 | 2008 | not planned | Hamburg | 53.5202 | 9.9447 | Archer-Daniel-Midland
Germany | DE-168 | AOS GmbH power station | fossil gas |  | operating | 30.7 | 0 | 0 | 0 | 0 | 0 | 0 | 0 | 2012 | not planned | Stade | 53.6575 | 9.502 | DADCO
Germany | DE-169 | Bad Salzungen power station | fossil gas |  | operating | 19.8 | 0 | 0 | 0 | 0 | 0 | 0 | 0 | 1993 | not planned | Bad Salzungen | 50.8004 | 10.2211 | KEBT
Germany | DE-170 | BarBy power station | fossil gas |  | operating | 17.8 | 0 | 0 | 0 | 0 | 0 | 0 | 0 | 2013 | not planned | Barby | 51.9852 | 11.8779 | Cargill Incorporated
Germany | DE-171 | Bayer Berlin power station | fossil gas |  | operating | 15.1 | 0 | 0 | 0 | 0 | 0 | 0 | 0 | 1973 | not planned | Berlin | 52.5405 | 13.3688 | Bayer
Germany | DE-172 | BMW Dingolfing power station | fossil gas |  | operating | 29.6 | 0 | 0 | 0 | 0 | 0 | 0 | 0 | 2014 | not planned | Dingolfing | 48.6495 | 12.4711 | BMW
Germany | DE-173 | BMW Landshut power station | fossil gas |  | operating | 17.2 | 0 | 0 | 0 | 0 | 0 | 0 | 0 | 2018 | not planned | Landshut | 48.5575 | 12.1495 | BMW
Germany | DE-174 | BTB Berlin power station | fossil gas |  | operating | 30 | 0 | 0 | 0 | 0 | 0 | 0 | 0 | 1996 | not planned | Berlin | 52.4271 | 13.5278 | BTB Berlin
Germany | DE-175 | Caterpillar Mannheim power station | fossil gas |  | operating | 21.8 | 0 | 0 | 0 | 0 | 0 | 0 | 0 | 1939 | not planned | Mannheim | 49.5003 | 8.4727 | Caterpillar
Germany | DE-176 | Cosun Beet Company power station | fossil gas |  | operating | 15 | 0 | 0 | 0 | 0 | 0 | 0 | 0 | 1993 | not planned | Anklam | 53.8545 | 13.7092 | Royal Cosun
Germany | DE-177 | Crespel & Deiters Ibbenbüren power station | fossil gas |  | operating | 16.7 | 0 | 0 | 0 | 0 | 0 | 0 | 0 | 1994 | not planned | Ibbenbüren | 52.265 | 7.706 | Crespel & Deiters
Germany | DE-178 | Dresden-Wilschdorf power station | fossil gas |  | operating | 68.9 | 0 | 0 | 42.2 | 0 | 0 | 0 | 0 | 1998 | not planned | Moritzburg | 51.1263 | 13.7121 | GlobalFoundries
Germany | DE-179 | Drewsen power station | fossil gas |  | operating | 16 | 0 | 0 | 0 | 0 | 0 | 0 | 0 | 2000 | not planned | Lachendorf | 52.6255 | 10.2461 | DREWSEN Spezialpapiere
Germany | DE-180 | Duisburg Mitte power station | fossil gas |  | operating | 31.3 | 0 | 0 | 0 | 0 | 0 | 0 | 0 | 2023 | not planned | Duisburg | 51.4286 | 6.7542 | DVV
Germany | DE-181 | Dusseldorf Henkel power station | fossil gas |  | operating | 43.3 | 0 | 0 | 0 | 0 | 0 | 0 | 0 | 1963 | not planned | Düsseldorf | 51.1763 | 6.837 | Henkel
Germany | DE-182 | Dusseldorf Mercedes power station | fossil gas |  | operating | 21 | 0 | 0 | 0 | 0 | 0 | 0 | 0 | 2012 | not planned | Düsseldorf | 51.2543 | 6.7876 | Mercedes-Benz
Germany | DE-183 | Energiezentrum Mohn Media power station | fossil gas |  | operating | 24.9 | 0 | 0 | 0 | 0 | 0 | 0 | 0 | 1994 | not planned | Gütersloh | 51.9073 | 8.4088 | Bertelsmann
Germany | DE-184 | Evonik Rheinfelden | fossil gas |  | operating | 15.7 | 0 | 0 | 0 | 0 | 0 | 0 | 0 | 1979 | not planned | Rheinfelden | 47.5685 | 7.8052 | Evonik
Germany | DE-185 | Felix Schoeller Sachsen power station | fossil gas |  | operating | 15.7 | 0 | 0 | 0 | 0 | 0 | 0 | 0 | 1976 | not planned | Weißenborn | 50.8698 | 13.3935 | Felix Schoeller
Germany | DE-186 | Georg-August-Universität Göttingen power station | fossil gas |  | operating | 18.8 | 0 | 0 | 0 | 0 | 0 | 0 | 0 | 1998 | not planned | Göttingen | 51.554 | 9.9337 | Universität Göttingen
Germany | DE-187 | Gera-Lusan power station | fossil gas |  | operating | 17.5 | 0 | 0 | 0 | 0 | 0 | 0 | 0 | 2018 | not planned | Gera | 50.8455 | 12.0788 | Engie
Germany | DE-188 | Gera-Tinz power station | fossil gas |  | operating | 22.4 | 0 | 0 | 0 | 0 | 0 | 0 | 0 | 2018 | not planned | Gera | 50.8942 | 12.0745 | Engie
Germany | DE-189 | Gunvor Ingolstadt Refinery power station | fossil gas |  | operating | 25 | 0 | 0 | 0 | 0 | 0 | 0 | 0 | 1964 | not planned | Kösching | 48.789 | 11.4733 | Gunvor
Germany | DE-190 | H&R chemicals power station | fossil gas |  | operating | 15 | 0 | 0 | 0 | 0 | 0 | 0 | 0 | 1977 | not planned | Salzbergen | 52.3151 | 7.3524 | H&R
Germany | DE-191 | Heating power plant Humboldtstr. | fossil gas |  | operating | 21.5 | 0 | 0 | 0 | 0 | 0 | 0 | 0 | 2005 | not planned | Kiel | 54.3274 | 10.1258 | MVV Energie
Germany | DE-192 | Heidenheim Voith power station | fossil gas |  | operating | 20.1 | 0 | 0 | 0 | 0 | 0 | 0 | 0 | 1999 | not planned | Heidenheim | 48.6692 | 10.1503 | Voith
Germany | DE-193 | Hillegossen power station | fossil gas |  | operating | 9.3 | 14.1 | 0 | 0 | 0 | 0 | 0 | 0 | 2005 | not planned | Bielefeld | 52.0003 | 8.6141 | Stadtwerke Bielefeld Group
Germany | DE-194 | Ineos Moers power station | fossil gas |  | operating | 19.5 | 0 | 0 | 0 | 0 | 0 | 0 | 0 | 1974 | not planned | Moers | 51.4693 | 6.6436 | Ineos Group
Germany | DE-195 | Jass Werk Fulda power station | fossil gas |  | operating | 35.3 | 0 | 0 | 0 | 0 | 0 | 0 | 0 | 1982 | not planned | Fulda | 50.5673 | 9.6794 | Papierfabrik Adolf Jass
Germany | DE-196 | Kiel power station | fossil gas |  | operating | 189.1 | 0 | 0 | 0 | 0 | 0 | 0 | 0 | 2018 | not planned | Kiel | 54.3414 | 10.1794 | MVV Energie
Germany | DE-197 | Klein Wanzleben power station | fossil gas |  | operating | 24.7 | 0 | 0 | 0 | 0 | 0 | 0 | 0 | 1994 | not planned | Wanzleben-Börde | 52.0701 | 11.3853 | Nordzucker
Germany | DE-198 | Kronos Titan power station | fossil gas |  | operating | 17.1 | 0 | 0 | 0 | 0 | 0 | 0 | 0 | 2013 | not planned | Nordenham | 53.5293 | 8.5476 | Kronos
Germany | DE-199 | Leppersdorf power station | fossil gas |  | operating | 35.6 | 0 | 0 | 0 | 0 | 0 | 0 | 0 | 2014 | not planned | Wachau | 51.1514 | 13.9776 | Unternehmensgruppe Theo Müller
Germany | DE-200 | Man Energy power station | fossil gas |  | operating | 20.9 | 0 | 0 | 0 | 0 | 0 | 0 | 0 | 2005 | not planned | Augsburg | 48.38 | 10.8983 | Volkswagen
Germany | DE-201 | MM Neuss recycling | fossil gas |  | operating | 42 | 0 | 0 | 0 | 0 | 0 | 0 | 0 | 1971 | not planned | Neuss | 51.2201 | 6.6978 | MM,E.ON
Germany | DE-202 | MPE power station | fossil gas |  | operating | 15.1 | 0 | 0 | 0 | 0 | 0 | 0 | 0 | 2021 | not planned | Bielefeld | 52.0003 | 8.6141 | Stadtwerke Bielefeld Group
Germany | DE-203 | Nordzucker Hohenhameln power station | fossil gas |  | operating | 17.6 | 0 | 0 | 0 | 0 | 0 | 0 | 0 | 2008 | not planned | Hohenhameln | 52.2328 | 10.0335 | Nordzucker
Germany | DE-204 | Nordzucker Nordstemmen power station | fossil gas |  | operating | 26 | 0 | 0 | 0 | 0 | 0 | 0 | 0 | 1988 | not planned | Nordstemmen | 52.1712 | 9.7917 | Nordzucker
Germany | DE-205 | OMV Refinery Burghausen power station | fossil gas |  | operating | 15.7 | 0 | 0 | 0 | 0 | 0 | 0 | 0 | 1969 | not planned | Burghausen | 48.1934 | 12.8297 | OMV Aktiengesellschaft
Germany | DE-206 | Papier- Und Kartonfabrik Varel (PVK) power station | fossil gas |  | operating | 61.1 | 0 | 0 | 0 | 0 | 0 | 0 | 0 | 1965 | not planned | Varel | 53.4032 | 8.1282 | Papier- u. Kartonfabrik Varel
Germany | DE-207 | Pfaffenwald power station | fossil gas |  | operating | 35.1 | 0 | 0 | 0 | 0 | 0 | 0 | 0 | 1963 | not planned | Stuttgart | 48.7504 | 9.1104 | Universität Stuttgart
Germany | DE-208 | Roehm power station | fossil gas |  | operating | 18.8 | 0 | 0 | 0 | 0 | 0 | 0 | 0 | 1990 | not planned | Worms | 49.6544 | 8.3647 | Advent International
Germany | DE-209 | Sasol Brunsbuttel power station | fossil gas |  | operating | 17.1 | 0 | 0 | 0 | 0 | 0 | 0 | 0 | 1987 | not planned | Brunsbüttel | 53.9145 | 9.1624 | Sasol
Germany | DE-210 | Smurfit Kappa Herzberg power station | fossil gas |  | operating | 22.1 | 0 | 0 | 0 | 0 | 0 | 0 | 0 | 1955 | not planned | Herzberg | 51.6617 | 10.3524 | Smurfit Kappa Group
Germany | DE-211 | Smurfit Kappa Hoya power station | fossil gas |  | operating | 16 | 0 | 0 | 0 | 0 | 0 | 0 | 0 | 1996 | not planned | Hoya | 52.8093 | 9.155 | Smurfit Kappa Group
Germany | DE-212 | Smurfit Zulpich power station | fossil gas |  | operating | 29.2 | 0 | 0 | 0 | 0 | 0 | 0 | 0 | 1996 | not planned | Zülpich | 50.7059 | 6.6512 | Smurfit Kappa Group
Germany | DE-213 | St. Wendel power station | fossil gas |  | operating | 19.5 | 0 | 0 | 0 | 0 | 0 | 0 | 0 | 2014 | not planned | St. Wendel | 49.4642 | 7.1489 | Fresenius
Germany | DE-214 | Steinitz power station | fossil gas |  | operating | 23.2 | 0 | 0 | 0 | 0 | 0 | 0 | 0 | 1994 | not planned | Salzwedel | 52.8284 | 11.1042 | Neptune Energy
Germany | DE-215 | Stuttgart-Gaisburg power station | fossil gas |  | operating | 29.2 | 0 | 0 | 0 | 0 | 0 | 0 | 0 | 2018 | not planned | Stuttgart | 48.7846 | 9.2286 | EnBW
Germany | DE-216 | Universitat Freiburg power station | fossil gas |  | operating | 28.4 | 0 | 0 | 0 | 0 | 0 | 0 | 0 | 1970 | not planned | Freiburg | 48.0089 | 7.8372 | Universitätsklinikum Freiburg
Germany | DE-217 | Unterbreizbach power station | fossil gas |  | operating | 33.8 | 0 | 0 | 0 | 0 | 0 | 0 | 0 | 1964 | not planned | Unterbreizbach | 50.8132 | 9.9775 | K+S
Germany | DE-218 | Volkswagen Sachsen power station | fossil gas |  | operating | 16.5 | 0 | 0 | 0 | 0 | 0 | 0 | 0 | 2014 | not planned | Zwickau | 50.7939 | 12.4843 | Volkswagen
Germany | DE-220 | Bergkamen power station | fossil gas |  | pre-construction | 0 | 0 | 0 | 880 | 0 | 0 | 0 | 0 | 2030 | not planned | Bergkamen | 51.6367 | 7.6206 | Asterion Industrial Partners
Germany | DE-221 | Berlin-Reuter-West power station | fossil gas |  | pre-construction | 0 | 0 | 0 | 30 | 0 | 0 | 0 | 0 | 2026 | not planned | Berlin | 52.5346 | 13.2445 | BEW
Germany | DE-223 | Mehrum power station | fossil gas |  | announced | 0 | 0 | 1200 | 0 | 0 | 0 | 0 | 0 | unknown | not planned | Hohenhameln | 52.3151 | 10.0938 | EP Group
Germany | DE-224 | Smurfit Kappa Wrexen power station | fossil gas |  | operating | 17.5 | 0 | 0 | 0 | 0 | 0 | 0 | 0 | 2024 | not planned | Wrexen | 51.5065 | 8.9794 | Smurfit Kappa Group
Germany | DE-225 | IQ Energy Center | fossil gas |  | pre-construction | 0 | 0 | 0 | 61 | 0 | 0 | 0 | 0 | 2029 | not planned | Frankfurt am Main | 50.0904 | 8.5915 | E.ON
Germany | DE-226 | Hanau joint power plant | fossil gas |  | construction | 0 | 0 | 0 | 0 | 31.2 | 0 | 0 | 0 | 2026 | not planned | Hanau | 50.0942 | 8.9595 | Stadtwerke Frankfurt am Main (SWFH),Thüga,BeteiligungsHolding Hanau
Germany | DE-227 | Gundremmingen peaker plant | fossil gas |  | pre-construction | 0 | 0 | 0 | 124 | 0 | 0 | 0 | 0 | unknown | not planned | Gundremmingen | 48.5124 | 10.4077 | RWE
Germany | DE-228 | Zolling thermal power plant | fossil gas |  | pre-construction | 0 | 0 | 0 | 41.6 | 0 | 0 | 0 | 0 | 2027 | not planned | Zolling | 48.4555 | 11.7961 | Riverstone Holdings
Germany | DE-229 | Bexbach power station | fossil gas |  | announced | 0 | 0 | 900 | 0 | 0 | 0 | 0 | 0 | unknown | not planned | Bexbach | 49.3635 | 7.2371 | Asterion Industrial Partners
Germany | DE-230 | Quierschied-Weiher power station | fossil gas |  | announced | 0 | 0 | 600 | 0 | 0 | 0 | 0 | 0 | unknown | not planned | Quierschied | 49.3353 | 7.0306 | Asterion Industrial Partners
Germany | DE-231 | Voerde power station | fossil gas |  | announced | 0 | 0 | 850 | 0 | 0 | 0 | 0 | 0 | 2030 | not planned | Voerde | 51.5791 | 6.6859 | RWE
Germany | DE-232 | Schkopau power station | fossil gas |  | announced | 0 | 0 | 900 | 0 | 0 | 0 | 0 | 0 | unknown | not planned | Schkopau | 51.401 | 11.9493 | EP Group
Germany | DE-233 | RWE Burghaussen power station | fossil gas |  | announced | 0 | 0 | 950 | 0 | 0 | 0 | 0 | 0 | 2030 | not planned | Burghausen | 48.1955 | 12.8252 | RWE
Greece | GR-2 | Agios Nikolaos power station / Protergia | fossil gas |  | operating | 1592.7 | 0 | 0 | 0 | 0 | 0 | 0 | 0 | 2008 | not planned | Aghios Nikolaos | 38.3585 | 22.6883 | Mytilineos
Greece | GR-3 | Alexandroupolis Industrial Area power station | fossil gas |  | construction | 0 | 0 | 0 | 0 | 840 | 0 | 0 | 0 | 2027 | not planned | Alexandroupoli | 40.8492 | 25.8578 | DEPA,PPC
Greece | GR-4 | Aliveri power station | fossil gas |  | operating | 417 | 0 | 0 | 0 | 0 | 0 | 0 | 0 | 2013 | not planned | Taminei | 38.3896 | 24.0524 | PPC
Greece | GR-6 | ElvalHalcor Thisvi power station | fossil gas |  | shelved | 0 | 0 | 0 | 0 | 0 | 651 | 0 | 0 | 2024 | not planned | Thisvi | 38.2376 | 22.9589 | ElvalHalcor
Greece | GR-7 | Gek-Terna Komotini power station | fossil gas |  | operating | 877 | 0 | 0 | 0 | 0 | 0 | 0 | 0 | 2024 | not planned | Komotini | 41.1181 | 25.3894 | Motor Oil,GEK Terna
Greece | GR-8 | Karatzis Larissa power station | fossil gas |  | shelved | 0 | 0 | 0 | 0 | 0 | 665 | 0 | 0 | 2024 | not planned | Larissa | 39.6311 | 22.3891 | Karatzis
Greece | GR-9 | Kardia power station | fossil gas |  | pre-construction | 0 | 0 | 0 | 105 | 0 | 0 | 0 | 0 | 2027 | not planned | Pontokómi | 40.4106 | 21.7861 | PPC
Greece | GR-11 | Komotini power station | fossil gas |  | operating | 476.3 | 0 | 0 | 0 | 0 | 0 | 0 | 0 | 2002 | not planned | Komotini | 41.0646 | 25.4899 | PPC
Greece | GR-12 | Korinthos power station | fossil gas |  | operating | 433.5 | 0 | 0 | 0 | 0 | 0 | 0 | 0 | 2012 | not planned | Agioi Theodoroi | 37.924 | 23.0685 | Motor Oil,Mytilineos
Greece | GR-13 | Larissa Thermoelectric power station | fossil gas |  | pre-construction | 0 | 0 | 0 | 882 | 0 | 0 | 0 | 0 | 2028 | not planned | Larissa | 39.6886 | 22.4739 | Clavenia,DEPA,EUSIF Larissa,Volton
Greece | GR-14 | Lavrio power station | fossil gas |  | operating | 923 | 0 | 0 | 0 | 0 | 0 | 0 | 0 | 1997 | not planned | Keratea | 37.7463 | 24.0666 | PPC
Greece | GR-16 | Megalopoli power station | fossil gas |  | operating | 811 | 0 | 0 | 0 | 0 | 0 | 0 | 0 | 2015 | not planned | Megalopolis | 37.4175 | 22.1079 | PPC
Greece | GR-17 | Ptolemaida power station | fossil gas |  | pre-construction | 0 | 0 | 143.7 | 295 | 0 | 0 | 0 | 0 | 2027 | not planned | Ptolemaïda | 40.4097 | 21.7876 | PPC
Greece | GR-19 | Thessaloniki power station | fossil gas |  | operating | 418 | 0 | 0 | 826 | 0 | 0 | 0 | 0 | 2006 | not planned | Thessaloniki | 40.6879 | 22.884 | Helleniq Energy
Greece | GR-20 | Thisvi Elpedison power station | fossil gas | oil | operating | 410 | 0 | 0 | 0 | 0 | 0 | 0 | 0 | 2010 | not planned | Thisvi | 38.2369 | 22.949 | Helleniq Energy
Greece | GR-21 | Thiva Heron power station | fossil gas |  | operating | 582 | 0 | 0 | 0 | 0 | 0 | 0 | 0 | 2004 | not planned | Thebes | 38.2795 | 23.3305 | GEK Terna
Greece | GR-22 | Tithorea power station | fossil gas | oil | pre-construction | 0 | 0 | 0 | 153 | 0 | 0 | 0 | 0 | unknown | not planned | Tithorea | 38.5861 | 22.6678 | GEK Terna
Greece | GR-23 | Korinthos Refinery power station | fossil gas |  | operating | 85 | 0 | 0 | 57 | 0 | 0 | 0 | 0 | 1985 | not planned | Agioi Theodoroi | 37.9208 | 23.0665 | Motor Oil
Greece | GR-24 | Agios Dimitrios power station | fossil gas |  | pre-construction | 0 | 0 | 0 | 100 | 0 | 0 | 0 | 0 | unknown | not planned | Agios Dimitrios | 40.3942 | 21.9249 | PPC
Hungary | HU-1 | Ajka power station | fossil gas |  | operating | 116 | 0 | 0 | 0 | 0 | 0 | 0 | 0 | 2011 | not planned | Ajka | 47.095 | 17.556 | MVM Zrt.
Hungary | HU-2 | Csepel power station | fossil gas | oil | operating | 410 | 0 | 0 | 0 | 0 | 0 | 0 | 0 | 2000 | not planned | Budapest | 47.428 | 19.0525 | EOSs
Hungary | HU-3 | Debrecen power station | fossil gas |  | operating | 95 | 0 | 0 | 0 | 0 | 0 | 0 | 0 | 2000 | not planned | Debrecen | 47.5168 | 21.6282 | Veolia
Hungary | HU-4 | Dunamenti power station | fossil gas |  | operating | 758 | 0 | 0 | 0 | 0 | 0 | 0 | 0 | 1994 | not planned | Szazhalombatta | 47.3283 | 18.9169 | MET Group,MVM Zrt.
Hungary | HU-5 | Gönyűi power station | fossil gas | oil | operating | 433 | 0 | 0 | 0 | 0 | 0 | 0 | 0 | 2011 | not planned | Gönyű | 47.7384 | 17.8033 | Veolia
Hungary | HU-6 | ISD Power station | fossil gas | oil | operating | 64.5 | 0 | 0 | 0 | 0 | 0 | 0 | 0 | 1951 | not planned | Dunaujvaros | 46.9444 | 18.9438 | ISD Dunaferr ZRT
Hungary | HU-7 | Kelenföldi Erőmű power station | fossil gas |  | operating | 178 | 0 | 0 | 0 | 0 | 0 | 0 | 0 | 2006 | not planned | Budapest | 47.4624 | 19.0563 | Veolia
Hungary | HU-8 | Kispesti Erőmű power station | fossil gas |  | operating | 109 | 0 | 0 | 0 | 0 | 0 | 0 | 0 | 2004 | not planned | Budapest | 47.4568 | 19.1673 | Veolia
Hungary | HU-10 | Matra power station | fossil gas |  | operating | 60 | 0 | 0 | 0 | 540 | 0 | 0 | 0 | 2007 | not planned | Visonta | 47.7886 | 20.066 | MVM Zrt.
Hungary | HU-11 | Miskolc Hold power station | fossil gas |  | operating | 64 | 0 | 0 | 0 | 0 | 0 | 0 | 0 | 2020 | not planned | Miskolc | 48.0949 | 20.7473 | MVM Zrt.
Hungary | HU-12 | North Buda power station | fossil gas |  | operating | 50 | 0 | 0 | 0 | 0 | 0 | 0 | 0 | 2007 | not planned | Budapest | 47.5642 | 19.0378 | MVM Zrt.
Hungary | HU-13 | Nyíregyházi power station | fossil gas |  | operating | 47 | 0 | 0 | 0 | 0 | 0 | 0 | 0 | 2007 | not planned | Nyiregyhaza | 47.957 | 21.699 | Veolia
Hungary | HU-15 | Tatabánya power station | fossil gas | oil | operating | 18 | 0 | 0 | 0 | 0 | 0 | 0 | 0 | 2004 | not planned | Tatabánya | 47.5597 | 18.4288 | Tatabánya Erőmű Kft-t
Hungary | HU-16 | Tisza power station | fossil gas | oil | pre-construction | 0 | 0 | 0 | 1000 | 0 | 0 | 0 | 0 | 2029 | not planned | Tiszaujvaros | 47.9173 | 21.077 | MVM Zrt.
Hungary | HU-17 | TVK Industrial power station | fossil gas | oil | operating | 36 | 0 | 0 | 0 | 0 | 0 | 0 | 0 | 2005 | not planned | Tiszaujvaros | 47.9144 | 21.0236 | MOL.
Hungary | HU-18 | Újpesti power station | fossil gas |  | operating | 110 | 0 | 0 | 0 | 0 | 0 | 0 | 0 | 2002 | not planned | Budapest | 47.554 | 19.1023 | Veolia
Hungary | HU-19 | Borsodchem power station | fossil gas |  | operating | 58 | 0 | 0 | 0 | 0 | 0 | 0 | 0 | 2001 | not planned | Kazincbarcika | 48.2453 | 20.6476 | BorsodChem Zrt
Ireland | IE-1 | Aghada power station | fossil gas | oil | operating | 719 | 0 | 0 | 0 | 0 | 0 | 0 | 0 | 1980 | not planned | Ballincarroonig | 51.8347 | -8.2362 | ESB
Ireland | IE-2 | Arklow DUB30 power station | fossil gas |  | shelved | 0 | 0 | 0 | 0 | 0 | 90 | 0 | 0 | unknown | not planned |  | 52.774 | -6.1732 | Echelon Data Centres
Ireland | IE-3 | Arklow Echelon power station | fossil gas |  | announced | 0 | 0 | 203 | 0 | 0 | 0 | 0 | 0 | 2027 | not planned | Arklow | 52.8119 | -6.1313 | Echelon Data Centres
Ireland | IE-4 | Castlelost Flexgen power station | fossil gas | diesel | construction | 0 | 0 | 0 | 0 | 275 | 0 | 0 | 0 | 2024 | not planned | Castlelost | 53.3994 | -7.3207 | Vitol,Lumcloon Energy
Ireland | IE-5 | Clondalkin Echelon power station | fossil gas |  | construction | 0 | 0 | 0 | 0 | 120 | 0 | 0 | 0 | 2024 | not planned |  | 53.3218 | -6.4432 | Echelon Data Centres
Ireland | IE-6 | Corduff Flexgen power station | fossil gas |  | operating | 65 | 0 | 0 | 0 | 0 | 0 | 0 | 0 | 2024 | not planned | Corduff | 53.3911 | -6.3748 | ESB
Ireland | IE-7 | Cushaling power station | fossil gas |  | pre-construction | 0 | 0 | 0 | 88 | 0 | 0 | 0 | 0 | 2025 | not planned | Ballykilleen | 53.2903 | -7.087 | Bord na Móna
Ireland | IE-8 | Derrygreenagh power station | fossil gas |  | pre-construction | 0 | 0 | 0 | 710 | 0 | 0 | 0 | 0 | unknown | not planned |  | 53.3924 | -7.2567 | Bord na Móna
Ireland | IE-9 | Dublin Bay power station | fossil gas | oil | operating | 415 | 0 | 0 | 0 | 0 | 0 | 0 | 0 | 2002 | not planned | Ringsend | 53.34 | -6.2049 | ESB
Ireland | IE-10 | EP Energy Developments power station | fossil gas |  | shelved | 0 | 0 | 0 | 0 | 0 | 299 | 0 | 0 | 2025 | not planned | Galway | 53.2909 | -9.0544 | EP Group
Ireland | IE-11 | Grange Castle Business Park power station | fossil gas |  | operating | 192 | 0 | 0 | 0 | 170 | 0 | 0 | 0 | unknown | not planned |  | 53.3225 | -6.4403 | Microsoft
Ireland | IE-12 | Grange Castle Echelon power station | fossil gas |  | pre-construction | 0 | 0 | 0 | 120 | 0 | 0 | 0 | 0 | 2024 | not planned |  | 53.3283 | -6.4341 | Echelon Data Centres
Ireland | IE-13 | Great Island power station | fossil gas | oil | operating | 464 | 0 | 0 | 0 | 0 | 0 | 0 | 0 | 2015 | not planned | Great Island | 52.281 | -6.991 | SSE
Ireland | IE-14 | Huntstown power station | fossil gas |  | operating | 797 | 0 | 0 | 72 | 0 | 0 | 0 | 0 | 2002 | not planned | Dublin | 53.4119 | -6.3261 | I Squared Capital
Ireland | IE-15 | Kilshane power station | fossil gas |  | pre-construction | 0 | 0 | 0 | 300 | 0 | 0 | 0 | 0 | 2028 | not planned | Kilshane | 53.4163 | -6.3244 | Kilshane Energy
Ireland | IE-16 | Lumcloon power station | fossil gas |  | pre-construction | 0 | 0 | 0 | 275 | 0 | 0 | 0 | 0 | 2025 | not planned | Cloghan | 53.2272 | -7.7956 | Lumcloon Energy,Vitol
Ireland | IE-17 | Shannon LNG power station | fossil gas |  | pre-construction | 0 | 0 | 0 | 600 | 0 | 0 | 0 | 0 | 2026 | not planned | Ballylongford | 52.581 | -9.4425 | New Fortress Energy
Ireland | IE-18 | Monksland power station | fossil gas |  | construction | 0 | 0 | 0 | 0 | 100 | 0 | 0 | 0 | 2024 | not planned | Monksland - Athlone | 53.4228 | -7.9886 | Centrica,Mountside Partners
Ireland | IE-19 | North Wall power station | fossil gas |  | construction | 0 | 272 | 0 | 0 | 210 | 0 | 0 | 0 | 2024 | not planned | Dublin | 53.3502 | -6.2111 | ESB
Ireland | IE-20 | Poolbeg power station | fossil gas |  | operating | 490 | 0 | 0 | 0 | 364 | 0 | 0 | 0 | 1994 | not planned | Dublin | 53.3396 | -6.1867 | ESB
Ireland | IE-21 | Rhode power station | fossil gas | oil | operating | 104 | 0 | 0 | 0 | 0 | 0 | 0 | 0 | 2004 | not planned | Rhode | 53.3591 | -7.2131 | SSE
Ireland | IE-22 | Ringsend Flexgen power station | fossil gas |  | construction | 0 | 0 | 0 | 0 | 65 | 0 | 0 | 0 | 2024 | not planned | Dublin | 53.3387 | -6.2049 | ESB
Ireland | IE-23 | Sealrock power station | fossil gas |  | operating | 170 | 0 | 0 | 0 | 0 | 0 | 0 | 0 | 2006 | not planned | Askeaton (Aughinish Island) | 52.6324 | -9.0596 | RUSAL
Ireland | IE-26 | Tynagh power station | fossil gas | oil | operating | 384 | 0 | 0 | 0 | 0 | 0 | 299 | 0 | 2006 | not planned | Garraunnameetagh | 53.1658 | -8.381 | EP Group,Mountside Partners
Ireland | IE-27 | Whitegate power station | fossil gas |  | operating | 445 | 0 | 0 | 0 | 0 | 0 | 0 | 0 | 2010 | not planned | Glanagow | 51.8161 | -8.2511 | Centrica
Ireland | IE-28 | Bellacorick power station | fossil gas |  | pre-construction | 0 | 0 | 0 | 114 | 0 | 0 | 0 | 0 | 2026 | not planned | Bellacorick | 54.1208 | -9.5778 | Constant Energy
Ireland | IE-29 | Profile Park power station | fossil gas | heavy fuel oil | construction | 0 | 0 | 0 | 0 | 100 | 0 | 0 | 0 | 2025 | not planned | Profile Park - Clondalkin | 53.3139 | -6.4489 | Centrica,Mountside Partners
Ireland | IE-31 | Cashla Peaker Plant | fossil gas |  | pre-construction | 0 | 0 | 0 | 334 | 0 | 0 | 0 | 0 | 2029 | not planned | Athenry | 53.3013 | -8.8017 | Centrica
Ireland | IE-32 | Coolpowra Power Station | fossil gas | oil | pre-construction | 0 | 0 | 0 | 1155 | 0 | 0 | 0 | 0 | unknown | not planned | Portumna | 53.1305 | -8.2652 | Lumcloon Energy
Ireland | IE-33 | Kentstown power plant | fossil gas | heavy fuel oil | pre-construction | 0 | 0 | 0 | 180 | 0 | 0 | 0 | 0 | unknown | not planned | Kentstown | 53.6443 | -6.5431 | ART Generation
Ireland | IE-34 | Platin power plant | fossil gas | biofuel | pre-construction | 0 | 0 | 0 | 169.5 | 0 | 0 | 0 | 0 | 2028 | not planned | County Meath | 53.6877 | -6.3799 | SSE
Italy | IT-1 | Ferrero cogeneration power station | fossil gas |  | operating | 49 | 0 | 0 | 0 | 0 | 0 | 0 | 0 | 2006 | not planned | Alba | 44.703 | 8.027 | Ferrero
Italy | IT-2 | Altomonte power station | fossil gas |  | operating | 808 | 0 | 0 | 0 | 0 | 0 | 0 | 0 | 2006 | not planned | Altomonte | 39.7118 | 16.215 | EDF
Italy | IT-4 | Aprilia power station | fossil gas |  | operating | 787 | 0 | 0 | 0 | 0 | 0 | 0 | 0 | 2012 | not planned | Aprilia | 41.5616 | 12.6337 | F2i
Italy | IT-5 | Larino power station | fossil gas |  | operating | 250 | 0 | 0 | 0 | 0 | 300 | 0 | 0 | 1992 | 2040 | Area Artigianale Monte Arcano | 41.8195 | 14.966 | Enel
Italy | IT-6 | Atessa Fiat Sevel power station | fossil gas |  | operating | 34 | 0 | 0 | 0 | 0 | 0 | 0 | 0 | 2008 | not planned | Atessa | 42.1474 | 14.4592 | EDF
Italy | IT-7 | Augusta power station | fossil gas |  | operating | 44 | 0 | 0 | 0 | 0 | 0 | 0 | 0 | unknown | not planned | Augusta | 37.2204 | 15.1778 | Sasol
Italy | IT-8 | Avezzano Burgo power station | fossil gas |  | operating | 84 | 0 | 0 | 0 | 0 | 0 | 0 | 0 | 1999 | not planned | Avezzano | 41.9956 | 13.4386 | Burgo Group
Italy | IT-9 | Benevento power station | fossil gas |  | announced | 0 | 0 | 350 | 0 | 0 | 0 | 0 | 0 | unknown | not planned | Benevento | 41.1494 | 14.8303 | Luminosa Energia
Italy | IT-11 | Borgo Trento power station | fossil gas |  | operating | 29 | 0 | 0 | 0 | 0 | 0 | 0 | 0 | 1994 | not planned | Borgo Trento | 45.4485 | 10.9807 | Agsm Verona
Italy | IT-12 | Lamarmora power station | fossil gas |  | operating | 139 | 0 | 0 | 0 | 0 | 0 | 0 | 0 | 1978 | not planned | Brescia | 45.516 | 10.211 | A2A
Italy | IT-13 | Bussi power station | fossil gas |  | operating | 122 | 0 | 0 | 0 | 0 | 0 | 0 | 0 | 1994 | not planned | Bussi Officine | 42.2002 | 13.8398 | EDF
Italy | IT-14 | Candela power station | fossil gas |  | operating | 401 | 0 | 0 | 0 | 0 | 0 | 0 | 0 | 2005 | not planned | Candela | 41.2014 | 15.4762 | EDF
Italy | IT-15 | Cassano D'Adda power station | fossil gas |  | operating | 848 | 0 | 0 | 900 | 108 | 0 | 0 | 0 | 2006 | not planned | Cassano d'Adda | 45.5115 | 9.5098 | A2A
Italy | IT-16 | Cassano Spinola power station | fossil gas |  | operating | 50 | 0 | 0 | 0 | 0 | 0 | 0 | 0 | 2003 | not planned | Cassano Spinola | 44.7605 | 8.8553 | Roquette Freres
Italy | IT-17 | La Casella power station | fossil gas |  | operating | 1562 | 0 | 0 | 0 | 0 | 0 | 870 | 0 | 2002 | 2040 | Castel San Giovanni | 45.0904 | 9.4805 | Enel
Italy | IT-18 | Castelmassa power station | fossil gas |  | operating | 53 | 0 | 0 | 0 | 0 | 0 | 0 | 0 | 1994 | not planned | Castelmassa | 45.0213 | 11.3116 | Enel
Italy | IT-19 | Celano power station | fossil gas |  | mothballed | 0 | 175 | 0 | 0 | 0 | 0 | 0 | 0 | 1999 | not planned | Celano | 42.0481 | 13.5362 | B2G Italy
Italy | IT-20 | Barilla power station | fossil gas |  | operating | 35 | 0 | 0 | 0 | 0 | 0 | 0 | 0 | 2008 | not planned | Chiozzola | 44.824 | 10.376 | EDF
Italy | IT-21 | Chivasso power station | fossil gas |  | operating | 1208 | 0 | 0 | 0 | 0 | 0 | 0 | 0 | 2004 | not planned | Chivasso | 45.1856 | 7.9016 | A2A
Italy | IT-22 | Torrevaldaliga Nord power station | fossil gas |  | cancelled | 0 | 0 | 0 | 0 | 0 | 0 | 800 | 0 | [not relevant] | [not relevant] | Civitavecchia | 42.1269 | 11.7583 | Enel
Italy | IT-23 | Torrevaldaliga Sud power station | fossil gas |  | operating | 1140 | 0 | 0 | 0 | 0 | 0 | 900 | 0 | 2004 | not planned | Civitavecchia | 42.1241 | 11.7624 | Engie
Italy | IT-24 | Termica Colleferro power station | fossil gas |  | operating | 44 | 0 | 0 | 0 | 0 | 0 | 0 | 0 | 2012 | not planned | Colleferro | 41.7353 | 12.9707 | Avio,Maccaferri
Italy | IT-25 | Cologno Monzese power station | fossil gas |  | operating | 50 | 0 | 0 | 0 | 0 | 0 | 0 | 0 | 1998 | not planned | Cologno Monzese | 45.5336 | 9.2631 | A2A
Italy | IT-26 | Tenaris Dalmine power station | fossil gas |  | operating | 120 | 0 | 0 | 0 | 0 | 0 | 0 | 0 | 2007 | not planned | Dalmine | 45.6392 | 9.6048 | Tenaris
Italy | IT-27 | Malpensa power station | fossil gas |  | operating | 74.5 | 0 | 0 | 0 | 0 | 0 | 0 | 0 | 2008 | not planned | Ferno | 45.6283 | 8.7135 | A2A
Italy | IT-28 | Ferrara Erbognone power station | fossil gas |  | operating | 780 | 0 | 0 | 0 | 0 | 0 | 0 | 0 | 2004 | not planned | Ferrara | 44.8641 | 11.5944 | Eni
Italy | IT-29 | Ferrera Erbognone Refinery power station | fossil gas |  | operating | 1030 | 0 | 0 | 0 | 0 | 0 | 0 | 0 | 2004 | not planned | Ferrera Erbognone | 45.0996 | 8.8663 | Eni
Italy | IT-30 | Lucca Paper Mill power station | fossil gas |  | operating | 150 | 0 | 0 | 0 | 0 | 0 | 0 | 0 | 1998 | not planned | Frizzone | 43.8234 | 10.6019 | DS Smith
Italy | IT-31 | Andrea Palladio di Fusina power station | fossil gas |  | construction | 0 | 0 | 0 | 0 | 840 | 0 | 0 | 0 | 2025 | 2040 | Fusina | 45.4314 | 12.2468 | Enel
Italy | IT-32 | Genova Sampierdarena power station | fossil gas |  | operating | 25 | 0 | 0 | 0 | 0 | 0 | 0 | 0 | 1990 | not planned | Genova | 44.4287 | 8.8847 | Iren
Italy | IT-33 | Pace Del Mela power station | fossil gas |  | construction | 0 | 0 | 0 | 0 | 60 | 0 | 0 | 0 | 2024 | not planned | Giammoro | 38.2009 | 15.2981 | Duferco
Italy | IT-34 | Gissi power station | fossil gas |  | operating | 840 | 0 | 0 | 0 | 0 | 0 | 0 | 0 | 2008 | not planned | Gissi | 42.0502 | 14.5639 | A2A
Italy | IT-37 | Hera Casalegno power station | fossil gas |  | operating | 86 | 0 | 0 | 0 | 0 | 0 | 0 | 0 | 2009 | not planned | Imola | 44.37 | 11.7013 | Hera
Italy | IT-38 | La Spezia power station | fossil gas |  | cancelled | 0 | 682 | 0 | 0 | 0 | 0 | 840 | 0 | [not relevant] | [not relevant] | La Spezia | 44.1112 | 9.8749 | Enel
Italy | IT-39 | Leini power station | fossil gas |  | operating | 390 | 0 | 0 | 0 | 0 | 0 | 0 | 0 | 2007 | not planned | Leini | 45.163 | 7.7505 | Engie
Italy | IT-40 | Livorno Ferraris power station | fossil gas |  | operating | 805 | 0 | 0 | 0 | 0 | 0 | 0 | 0 | 2008 | not planned | Livorno Ferraris | 45.2817 | 8.0849 | EP Group
Italy | IT-41 | Brindisi Sud power station | fossil gas |  | shelved | 0 | 0 | 0 | 0 | 0 | 1680 | 0 | 0 | unknown | 2040 | Località Produttiva | 40.5636 | 18.0322 | Enel
Italy | IT-42 | Mantova power station | fossil gas |  | operating | 780 | 56 | 0 | 0 | 0 | 0 | 0 | 0 | 2005 | not planned | Mantova | 45.1503 | 10.8349 | Eni
Italy | IT-43 | Santa Barbara power station | fossil gas |  | operating | 396 | 0 | 0 | 0 | 0 | 0 | 0 | 0 | 2006 | 2040 | Meleto Valdarno | 43.565 | 11.4777 | Enel
Italy | IT-44 | Melfi Fiat Sata power station | fossil gas |  | operating | 32 | 0 | 0 | 0 | 0 | 0 | 0 | 0 | 2008 | not planned | Melfi | 41.0759 | 15.7141 | EDF
Italy | IT-45 | Milazzo power station | fossil gas |  | operating | 155 | 0 | 0 | 0 | 0 | 0 | 0 | 0 | 1999 | not planned | Milazzo | 38.1978 | 15.2676 | Eni
Italy | IT-46 | Modugno power station | fossil gas |  | operating | 800 | 0 | 0 | 0 | 0 | 0 | 0 | 0 | 2010 | not planned | Modugno | 41.1025 | 16.756 | F2i
Italy | IT-47 | Moncalieri power station | fossil gas |  | operating | 790 | 0 | 0 | 0 | 0 | 0 | 0 | 0 | 2005 | not planned | Moncalieri | 44.993 | 7.6755 | Iren
Italy | IT-48 | Monfalcone power station | fossil gas |  | construction | 0 | 0 | 0 | 0 | 880 | 0 | 0 | 0 | 2026 | not planned | Monfalcone | 45.7979 | 13.5455 | A2A
Italy | IT-49 | Montalto Di Castro power station | fossil gas |  | operating | 305 | 305 | 0 | 0 | 0 | 0 | 0 | 480 | 1997 | 2040 | Montalto di Castro | 42.3572 | 11.5373 | Enel
Italy | IT-50 | Napoli Levante power station | fossil gas |  | operating | 387 | 0 | 0 | 0 | 0 | 0 | 0 | 0 | 2009 | not planned | Napoli | 40.8339 | 14.3006 | Engie
Italy | IT-52 | Novel power station | fossil gas |  | operating | 100 | 0 | 0 | 0 | 0 | 0 | 0 | 0 | 2004 | not planned | Novara | 45.457 | 8.6496 | EOSs,Radici Group
Italy | IT-53 | CTE Tamarete power station | fossil gas |  | operating | 104 | 0 | 0 | 0 | 0 | 0 | 0 | 0 | 2013 | not planned | Ortona | 42.3233 | 14.3775 | BKW
Italy | IT-54 | Ostiglia power station | fossil gas |  | operating | 1164 | 0 | 0 | 0 | 880 | 0 | 0 | 0 | 2003 | not planned | Ostiglia | 45.0603 | 11.1374 | EP Group
Italy | IT-55 | Pietrafitta power station | fossil gas |  | operating | 376 | 0 | 0 | 0 | 0 | 0 | 0 | 0 | 2003 | 2040 | Panicale | 42.9954 | 12.1995 | Enel
Italy | IT-56 | Brindisi Nord power station | fossil gas |  | operating | 1143 | 0 | 0 | 0 | 0 | 0 | 0 | 0 | 2005 | not planned | Pedagne | 40.6293 | 18.0033 | Eni
Italy | IT-57 | Piacenza power station | fossil gas |  | operating | 841 | 0 | 0 | 0 | 0 | 0 | 0 | 0 | 2006 | not planned | Piacenza | 45.0543 | 9.7086 | A2A
Italy | IT-58 | Cassino power station | fossil gas |  | operating | 100 | 0 | 0 | 0 | 0 | 0 | 0 | 0 | 1997 | not planned | Piedimonte San Germano | 41.4764 | 13.7531 | Shell
Italy | IT-60 | Ponti sul Mincio power station | fossil gas |  | operating | 380 | 0 | 0 | 0 | 0 | 0 | 0 | 0 | 1983 | not planned | Ponti sul Mincio | 45.3993 | 10.7142 | A2A
Italy | IT-61 | Porto Corsini power station | fossil gas |  | operating | 783 | 0 | 0 | 0 | 0 | 0 | 0 | 0 | 2002 | 2040 | Porto Corsini | 44.4836 | 12.2652 | Enel
Italy | IT-62 | Porto Empedocle power station | fossil gas |  | operating | 78 | 0 | 0 | 0 | 0 | 0 | 0 | 0 | 2015 | 2040 | Porto Empedocle | 37.2876 | 13.5212 | Enel
Italy | IT-64 | Fiume Santo power station | fossil gas |  | pre-construction | 0 | 0 | 0 | 560 | 0 | 0 | 0 | 0 | unknown | not planned | Porto Torres | 40.8461 | 8.3068 | EP Group
Italy | IT-65 | Porto Viro power station | fossil gas |  | operating | 125 | 0 | 0 | 0 | 0 | 0 | 0 | 0 | 1995 | not planned | Porto Viro | 45.0178 | 12.2408 | EDF
Italy | IT-66 | Presenzano Edison power station | fossil gas |  | operating | 770 | 0 | 0 | 0 | 0 | 0 | 0 | 0 | 2023 | not planned | Presenzano | 41.3766 | 14.0764 | EDF
Italy | IT-67 | ISAB Energy power station | fossil gas |  | operating | 512 | 0 | 0 | 0 | 0 | 0 | 0 | 0 | 1999 | not planned | Priolo Gargallo | 37.1266 | 15.2175 | LUKOIL
Italy | IT-68 | Priolo Gargallo thermoelectric power station | fossil gas |  | operating | 480 | 0 | 0 | 0 | 0 | 0 | 0 | 0 | 2010 | not planned | Priolo Gargallo | 37.1795 | 15.1963 | Achernar Assets
Italy | IT-69 | NuCe Sud power station | fossil gas |  | operating | 99 | 0 | 0 | 0 | 0 | 0 | 0 | 0 | 2005 | not planned | Priolo Gargallo | 37.1245 | 15.2091 | ERG
Italy | IT-70 | Priolo Gargallo power station | fossil gas |  | operating | 790 | 0 | 0 | 0 | 0 | 0 | 0 | 0 | 2010 | 2040 | Priolo Gargallo | 37.14 | 15.2159 | Enel
Italy | IT-71 | Ravenna power station | fossil gas |  | operating | 624.3 | 0 | 0 | 970 | 0 | 0 | 0 | 0 | 2003 | not planned | Ravenna | 44.4438 | 12.2362 | Eni
Italy | IT-72 | Reggio Emilia New Energy Pole power station | fossil gas |  | operating | 81.5 | 0 | 0 | 0 | 0 | 0 | 0 | 0 | 2005 | not planned | Reggio Emilia | 44.7017 | 10.5682 | Iren
Italy | IT-73 | Alto Garda power station | fossil gas |  | mothballed | 0 | 54 | 0 | 0 | 0 | 0 | 0 | 0 | 2008 | not planned | Riva del Garda | 45.8869 | 10.8533 | Lecta
Italy | IT-75 | Rizziconi power station | fossil gas |  | operating | 768 | 0 | 0 | 0 | 0 | 0 | 0 | 0 | 2008 | not planned | Rizziconi | 38.4453 | 15.99 | Axpo
Italy | IT-76 | Rosen power station | fossil gas |  | operating | 330 | 0 | 0 | 0 | 0 | 0 | 0 | 0 | 1997 | not planned | Rosignano Solvay | 43.3813 | 10.4485 | Solvay,Finnmeccanica,Marubeni
Italy | IT-77 | Rossano power station | fossil gas |  | operating | 224 | 0 | 0 | 0 | 0 | 0 | 0 | 0 | 1995 | 2040 | Rossano | 39.6218 | 16.6084 | Enel
Italy | IT-78 | Bolgiano power station | fossil gas |  | operating | 61 | 0 | 0 | 0 | 0 | 0 | 0 | 0 | 2015 | not planned | San Donato Milanese | 45.4163 | 9.2833 | Eni
Italy | IT-79 | San Filippo del Mela power station | fossil gas |  | pre-construction | 0 | 0 | 0 | 110.6 | 0 | 0 | 0 | 0 | unknown | not planned | San Filippo del Mela | 38.2022 | 15.2832 | A2A
Italy | IT-80 | Duino Mill power station | fossil gas |  | operating | 120 | 0 | 0 | 0 | 0 | 0 | 0 | 0 | 2009 | not planned | San Giovanni di Duino | 45.793 | 13.583 | Burgo Group
Italy | IT-81 | San Severo Enplus power station | fossil gas |  | operating | 421 | 0 | 0 | 0 | 0 | 0 | 0 | 0 | 2011 | not planned | San Severo | 41.6262 | 15.4226 | Eviva
Italy | IT-83 | Scandale power station | fossil gas |  | operating | 814 | 0 | 0 | 0 | 0 | 0 | 0 | 0 | 2010 | not planned | Scandale | 39.1022 | 17.0325 | EP Group
Italy | IT-84 | Sermide power station | fossil gas |  | operating | 1158 | 0 | 0 | 0 | 0 | 0 | 0 | 0 | 2004 | not planned | Sermide | 45.0265 | 11.2522 | A2A
Italy | IT-85 | Sesto San Giovanni power station | fossil gas |  | operating | 111 | 0 | 0 | 0 | 0 | 0 | 0 | 0 | 1994 | not planned | Sesto San Giovanni | 45.5417 | 9.2539 | EDF
Italy | IT-87 | Simeri Crichi power station | fossil gas |  | operating | 885 | 0 | 0 | 0 | 0 | 0 | 0 | 0 | 2008 | not planned | Simeri Crichi | 38.8759 | 16.6569 | EDF
Italy | IT-88 | Sora power station | fossil gas |  | operating | 42 | 0 | 0 | 0 | 0 | 0 | 0 | 0 | 2008 | not planned | Sora | 41.7 | 13.5837 | Burgo Group
Italy | IT-89 | Sparanise power station | fossil gas |  | operating | 760 | 0 | 0 | 0 | 0 | 940 | 0 | 0 | 2007 | not planned | Sparanise | 41.1783 | 14.1129 | Axpo
Italy | IT-90 | Spinetta Marengo power station | fossil gas |  | operating | 29 | 0 | 0 | 0 | 0 | 0 | 0 | 0 | 1994 | not planned | Spinetta Marengo | 44.8861 | 8.6582 | Solvay,not found
Italy | IT-91 | Livorno power station | fossil gas |  | operating | 203 | 0 | 0 | 0 | 0 | 0 | 0 | 0 | 1991 | not planned | Stagno | 43.584 | 10.3381 | Eni
Italy | IT-92 | Serene Sulmona power station | fossil gas |  | operating | 48 | 0 | 0 | 0 | 0 | 0 | 0 | 0 | 1998 | not planned | Sulmona | 42.0772 | 13.9019 | Shell
Italy | IT-93 | Taranto power station | fossil gas |  | operating | 48.5 | 0 | 0 | 54 | 0 | 0 | 0 | 0 | unknown | not planned | Taranto | 40.4993 | 17.1971 | Eni
Italy | IT-94 | Tavazzano power station | fossil gas |  | operating | 1970 | 0 | 0 | 0 | 0 | 0 | 0 | 0 | 2005 | not planned | Tavazzano | 45.3325 | 9.4364 | EP Group
Italy | IT-95 | Termini Imerese power station | fossil gas |  | operating | 1084 | 0 | 0 | 0 | 0 | 0 | 0 | 320 | unknown | 2040 | Termini Imerese | 37.968 | 13.7508 | Enel
Italy | IT-97 | Termoli power station | fossil gas |  | operating | 770 | 0 | 0 | 0 | 0 | 0 | 0 | 0 | 2006 | not planned | Termoli | 41.9369 | 15.0004 | F2i
Italy | IT-98 | Terni power station | fossil gas |  | operating | 95 | 0 | 0 | 0 | 0 | 0 | 0 | 0 | 2000 | not planned | Terni | 42.554 | 12.6176 | EDF
Italy | IT-100 | Teverola power station | fossil gas |  | operating | 404 | 0 | 0 | 0 | 0 | 0 | 0 | 0 | 1997 | not planned | Teverola | 41.0091 | 14.2286 | Repower
Italy | IT-101 | Torino Mirafiori power station | fossil gas |  | operating | 206.9 | 0 | 0 | 0 | 0 | 0 | 0 | 0 | 1990 | not planned | Torino | 45.0267 | 7.6308 | EDF
Italy | IT-102 | Torino Nord power station | fossil gas |  | operating | 390 | 0 | 0 | 0 | 0 | 0 | 0 | 0 | 2011 | not planned | Torino | 45.1038 | 7.6131 | Iren
Italy | IT-103 | Torviscosa power station | fossil gas |  | operating | 760 | 0 | 0 | 0 | 0 | 0 | 0 | 0 | 2006 | not planned | Torviscosa | 45.817 | 13.2891 | EDF
Italy | IT-104 | Trapani power station | fossil gas |  | operating | 215.6 | 0 | 0 | 0 | 0 | 0 | 0 | 0 | 1987 | not planned | Trapani | 37.8767 | 12.5892 | EP Group
Italy | IT-105 | Servola power station | fossil gas |  | shelved | 0 | 0 | 0 | 0 | 0 | 120 | 0 | 0 | unknown | not planned | Trieste | 45.6195 | 13.7829 | Finarvedi Spa
Italy | IT-106 | Leri Cavour Trino power station | fossil gas |  | shelved | 0 | 0 | 0 | 0 | 0 | 870 | 0 | 0 | unknown | 2040 | Trino | 45.1943 | 8.2973 | Enel
Italy | IT-107 | Bertonico - Turano Lodigliano power station | fossil gas |  | operating | 800 | 0 | 0 | 0 | 0 | 0 | 0 | 0 | 2011 | not planned | Turano Lodigiano | 45.2268 | 9.6377 | F2i
Italy | IT-108 | Bertonico Peaker power station | fossil gas |  | shelved | 0 | 0 | 0 | 0 | 0 | 330 | 0 | 0 | unknown | not planned | Turano Lodigiano | 45.2283 | 9.6398 | F2i
Italy | IT-109 | Turbigo power station | fossil gas |  | operating | 1285 | 0 | 0 | 0 | 0 | 0 | 0 | 0 | 2007 | not planned | Turbigo | 45.5205 | 8.7413 | Iren
Italy | IT-110 | Vado Ligure power station | fossil gas |  | operating | 782 | 0 | 0 | 0 | 0 | 0 | 900 | 0 | 2007 | not planned | Vado Ligure | 44.2755 | 8.4305 | Engie
Italy | IT-112 | Marghera Azotati power station | fossil gas |  | operating | 237 | 0 | 0 | 0 | 0 | 0 | 0 | 0 | 1993 | not planned | Venice | 45.4511 | 12.2239 | EDF
Italy | IT-113 | Marghera Levante power station | fossil gas |  | operating | 1546 | 0 | 0 | 0 | 0 | 0 | 0 | 0 | 2001 | not planned | Venice | 45.4458 | 12.2552 | EDF
Italy | IT-114 | Vercelli power station | fossil gas |  | operating | 40 | 0 | 0 | 0 | 0 | 0 | 0 | 0 | 2004 | not planned | Vercelli | 45.297 | 8.41 | EOSs
Italy | IT-115 | Verzuolo power station | fossil gas |  | operating | 140 | 0 | 0 | 0 | 0 | 0 | 0 | 0 | 2002 | not planned | Verzuolo | 44.5947 | 7.4858 | Smurfit Kappa Group
Italy | IT-116 | Tolmezzo power station | fossil gas |  | operating | 20 | 0 | 0 | 0 | 0 | 0 | 0 | 0 | 2022 | not planned | Villa Santina | 46.407 | 12.9386 | Burgo Group
Italy | IT-117 | Voghera power station | fossil gas |  | operating | 404 | 0 | 0 | 0 | 0 | 0 | 0 | 0 | 2005 | not planned | Voghera | 45.0296 | 8.9723 | Engie
Italy | IT-118 | Jesi power station | fossil gas |  | operating | 145 | 0 | 0 | 0 | 0 | 0 | 0 | 0 | 2002 | not planned | Zona Barchette | 43.5537 | 13.285 | EDF
Italy | IT-119 | San Quirico power station | fossil gas |  | announced | 0 | 137 | 870 | 0 | 0 | 0 | 0 | 0 | 1996 | not planned | Trecasali | 44.9247 | 10.303 | EDF
Italy | IT-122 | Cassino CHP power station | fossil gas |  | operating | 33 | 0 | 0 | 0 | 0 | 0 | 0 | 0 | 2022 | not planned | Cassino | 41.4902 | 13.8335 | IKAV
Italy | IT-123 | Castellanza CHP power station | fossil gas |  | operating | 64.5 | 0 | 0 | 0 | 0 | 0 | 0 | 0 | 2022 | not planned | Castellanza | 45.6049 | 8.8926 | IKAV
Italy | IT-124 | Fiumicio Airport power station | fossil gas |  | operating | 28 | 0 | 0 | 0 | 0 | 0 | 0 | 0 | 2013 | not planned | Fiumicino | 41.7995 | 12.2625 | Fiumicino Energia
Italy | IT-125 | Gorizia CHP power station | fossil gas |  | operating | 64.5 | 0 | 0 | 0 | 0 | 0 | 0 | 0 | 2022 | not planned | Gorizia | 45.9402 | 13.6197 | IKAV
Italy | IT-126 | Melfi CHP power station | fossil gas |  | operating | 81 | 0 | 0 | 0 | 0 | 0 | 0 | 0 | 2022 | not planned | San Nicola di Melfi | 41.0779 | 15.6857 | IKAV
Italy | IT-128 | Piombino CHP power station | fossil gas |  | operating | 49 | 0 | 0 | 0 | 16 | 0 | 0 | 0 | 2022 | not planned | Piombino | 42.9293 | 10.531 | IKAV
Italy | IT-129 | Ravenna CHP power station | fossil gas |  | shelved | 0 | 0 | 0 | 0 | 0 | 35 | 0 | 0 | unknown | not planned | Marcegaglia | 44.4662 | 12.2462 | Marcegaglia Group
Italy | IT-130 | Sannazzaro Refinery power station | fossil gas |  | operating | 260 | 0 | 0 | 0 | 0 | 0 | 0 | 0 | 2006 | not planned | Sannazzaro de' Burgondi | 45.1015 | 8.8777 | Eni
Italy | IT-131 | Sulmona CHP power station | fossil gas |  | operating | 42 | 0 | 0 | 0 | 0 | 0 | 0 | 0 | 2022 | not planned | Sulmona | 42.0475 | 13.9268 | IKAV
Italy | IT-132 | Valbasento power station | fossil gas |  | operating | 65 | 0 | 0 | 0 | 0 | 0 | 0 | 0 | 1999 | not planned | Pisticci Scalo | 40.4245 | 16.5573 | Tecnoparco Valbasento
Italy | IT-133 | Roselectra power station | fossil gas |  | operating | 406 | 0 | 0 | 0 | 0 | 0 | 0 | 0 | 2007 | not planned | Rosignano Solvay | 43.3813 | 10.4485 | Engie
Italy | IT-134 | Termoli CHP power station | fossil gas |  | operating | 72 | 0 | 0 | 0 | 0 | 0 | 0 | 0 | 2023 | not planned | Termoli | 41.9369 | 15.0004 | IKAV
Latvia | LV-1 | Imanta power station | fossil gas |  | operating | 48 | 0 | 0 | 0 | 0 | 0 | 0 | 0 | 2006 | not planned | Riga | 56.9627 | 24.0356 | Riga City Council
Latvia | LV-2 | Riga CHPP-1 power station | fossil gas |  | operating | 158 | 0 | 0 | 0 | 0 | 0 | 0 | 0 | 2005 | not planned | Riga | 56.9904 | 24.1788 | Latvenergo
Latvia | LV-3 | Riga CHPP-2 power station | fossil gas |  | operating | 881 | 0 | 0 | 0 | 0 | 0 | 0 | 0 | 2009 | not planned | Salaspils | 56.918 | 24.2766 | Latvenergo
Lithuania | LT-1 | Elektrėnai complex | fossil gas |  | operating | 1045 | 0 | 0 | 0 | 0 | 0 | 0 | 0 | 1968 | not planned | Elektrenai | 54.7701 | 24.6474 | Ignitis
Lithuania | LT-2 | Achema power station | fossil gas |  | operating | 68 | 0 | 0 | 0 | 0 | 0 | 0 | 0 | 2003 | not planned | Jonavos | 55.0837 | 24.3338 | Achemos Grupe
Lithuania | LT-3 | Kaunus power station | fossil gas |  | shelved | 0 | 110 | 0 | 0 | 0 | 150 | 0 | 0 | 1976 | not planned | Kaunas | 54.9206 | 24.0169 | Kauno Termofikacijos Elektrine
Lithuania | LT-4 | Panevėžys power station | fossil gas |  | operating | 38.2 | 0 | 0 | 0 | 0 | 0 | 0 | 0 | 2008 | not planned | Panevezys | 55.7468 | 24.3832 | Panevėžio energija
Malta | MT-1 | Delimara power station | fossil gas |  | operating | 357.8 | 0 | 0 | 0 | 0 | 0 | 0 | 0 | 2017 | not planned | Marsaxlokk Bay | 35.8309 | 14.5546 | Enemalta
Moldova | MD-1 | Chisinau Thermoelectric Source 1 | fossil gas |  | operating | 258 | 0 | 0 | 250 | 0 | 0 | 0 | 0 | 1976 | not planned | Chișinău | 47.0298 | 28.8937 | Termoelectrica
Moldova | MD-2 | TPP Moldavskaya GRES | fossil gas |  | operating | 1320 | 0 | 0 | 0 | 0 | 0 | 0 | 0 | 1973 | not planned | Dnestrovsc | 46.629 | 29.9397 | Inter RAO
Moldova | MD-3 | Chisinau Thermoelectric Source 2 | fossil gas |  | operating | 12 | 0 | 0 | 27.5 | 0 | 0 | 0 | 0 | 1969 | not planned | Chișinău | 47.0276 | 28.8664 | Termoelectrica
Moldova | MD-4 | Chisinau Thermoelectric HOB West | fossil gas |  | pre-construction | 0 | 0 | 0 | 27.5 | 0 | 0 | 0 | 0 | 2028 | not planned | Chișinău | 47.042 | 28.8058 | Termoelectrica
Montenegro | ME-1 | Bar gas power station | fossil gas |  | shelved | 0 | 0 | 0 | 0 | 0 | 440 | 0 | 0 | 2025 | not planned | Bar | 42.0908 | 19.0974 | Elektroprivreda Crne Gore
Montenegro | ME-2 | Pljevlja gas power station | fossil gas |  | shelved | 0 | 0 | 0 | 0 | 0 | 200 | 0 | 0 | unknown | not planned | Pljevlja | 43.356 | 19.3502 | Elektroprivreda Crne Gore
Montenegro | ME-3 | Podgorica power station | fossil gas |  | shelved | 0 | 0 | 0 | 0 | 0 | 150 | 0 | 0 | unknown | not planned | Podgorica | 42.4372 | 19.2648 | Elektroprivreda Crne Gore
Netherlands | NL-1 | Nobian Hengelo power station | fossil gas |  | operating | 100 | 0 | 0 | 0 | 0 | 0 | 0 | 0 | 1993 | not planned | Hengelo | 51.7095 | 4.8428 | Nouryon
Netherlands | NL-3 | Bergen op Zoom GE power station | fossil gas |  | operating | 77 | 0 | 0 | 0 | 0 | 0 | 0 | 0 | 1984 | not planned | Bergen Op Zoom | 51.495 | 4.2917 | Aramco
Netherlands | NL-5 | Bergum power station | fossil gas |  | operating | 146 | 0 | 0 | 0 | 0 | 0 | 0 | 0 | 2019 | not planned | Bergum | 53.2097 | 6.0296 | Engie
Netherlands | NL-6 | Berkelcentrale power station | fossil gas |  | operating | 72 | 0 | 0 | 0 | 0 | 0 | 0 | 0 | 1995 | not planned | Borculo | 52.1207 | 6.5374 | Berkelcentrale Beheer
Netherlands | NL-7 | Botlek power station | fossil gas |  | operating | 45 | 0 | 0 | 0 | 0 | 0 | 0 | 0 | 1994 | not planned | Rotterdam | 51.8852 | 4.2545 | Air Liquide
Netherlands | NL-8 | Botlek Refinery power station | fossil gas |  | operating | 49 | 0 | 0 | 0 | 0 | 0 | 0 | 0 | 1991 | not planned | Rotterdam-Botlek | 51.8741 | 4.2957 | Air Liquide
Netherlands | NL-9 | Claus power station | fossil gas |  | operating | 1304 | 0 | 0 | 0 | 0 | 0 | 0 | 0 | 2012 | not planned | Maasbracht | 51.1541 | 5.9095 | RWE
Netherlands | NL-10 | Delesto power station | fossil gas |  | operating | 523 | 0 | 0 | 0 | 0 | 0 | 0 | 0 | 1987 | not planned | Delfzijl | 53.3185 | 6.9544 | Akzo Nobel
Netherlands | NL-11 | Den Haag power station | fossil gas |  | operating | 107 | 0 | 0 | 0 | 0 | 0 | 0 | 0 | 1982 | not planned | Den Haag | 52.0766 | 4.2907 | Uniper
Netherlands | NL-12 | Diemen power station | fossil gas |  | operating | 684 | 0 | 0 | 0 | 0 | 0 | 0 | 0 | 1995 | not planned | Diemen | 52.3389 | 5.0213 | Vattenfall
Netherlands | NL-13 | Dordrecht Dupont power station | fossil gas |  | operating | 29 | 0 | 0 | 0 | 0 | 0 | 0 | 0 | 1998 | not planned | Dordrecht | 51.8153 | 4.7249 | Dupont Co
Netherlands | NL-14 | Ede power station | fossil gas |  | operating | 50 | 0 | 0 | 0 | 0 | 0 | 0 | 0 | 1992 | not planned | Ede | 52.0233 | 5.6599 | Akzo Nobel
Netherlands | NL-15 | EEMS power station | fossil gas |  | operating | 1926 | 0 | 0 | 0 | 0 | 0 | 0 | 0 | 1987 | not planned | Eemshaven | 53.4417 | 6.856 | Engie
Netherlands | NL-16 | Elsta power station | fossil gas |  | operating | 460 | 0 | 0 | 0 | 0 | 0 | 0 | 0 | 1998 | not planned | Hoek | 51.3331 | 3.7787 | Dow
Netherlands | NL-17 | Emmtec Industry & Businesspark power station | fossil gas |  | operating | 60 | 0 | 0 | 0 | 0 | 0 | 0 | 0 | 1982 | not planned | Emmen | 52.7749 | 6.9047 | GETEC Energie
Netherlands | NL-18 | Enecogen power station | fossil gas |  | operating | 870 | 0 | 0 | 0 | 0 | 0 | 0 | 0 | 2011 | 2035 | Rotterdam | 51.957 | 4.0916 | Mitsubishi,EP Group
Netherlands | NL-20 | Foxhol Plant power station | fossil gas |  | operating | 20 | 0 | 0 | 0 | 0 | 0 | 0 | 0 | 1995 | not planned | Veendam (Foxhol) | 53.1698 | 6.7145 | Coöperatie AVEBE
Netherlands | NL-21 | Gasselternijveen power station | fossil gas |  | operating | 24.5 | 0 | 0 | 0 | 0 | 0 | 0 | 0 | unknown | not planned | Hunzestroom | 52.9898 | 6.8675 | Coöperatie AVEBE
Netherlands | NL-22 | Helmond power station | fossil gas |  | operating | 49.6 | 0 | 0 | 0 | 0 | 0 | 0 | 0 | 1982 | not planned | Helmond | 51.4737 | 5.5832 | Ennatuurlijk
Netherlands | NL-23 | Hemweg power station | fossil gas |  | operating | 440 | 0 | 0 | 0 | 0 | 0 | 0 | 0 | 2012 | not planned | Amsterdam | 52.4049 | 4.8465 | Vattenfall
Netherlands | NL-24 | Lage Weide 6 power station | fossil gas |  | operating | 248 | 0 | 0 | 0 | 0 | 0 | 0 | 0 | 1995 | 2035 | Utrecht | 52.1019 | 5.0714 | Mitsubishi
Netherlands | NL-25 | Leiden power station | fossil gas |  | operating | 85 | 0 | 0 | 0 | 0 | 0 | 0 | 0 | 1986 | not planned | Leiden | 52.1641 | 4.4941 | Uniper
Netherlands | NL-26 | Rijnmond 2/MaasStroom power station | fossil gas |  | operating | 426 | 0 | 0 | 0 | 0 | 0 | 0 | 0 | 2010 | not planned | Vondelingenplaat | 51.8901 | 4.352 | EP Group
Netherlands | NL-27 | Maastricht Mill power station | fossil gas |  | operating | 74.4 | 0 | 0 | 0 | 0 | 0 | 0 | 0 | 2007 | not planned | Maastricht | 50.858 | 5.6902 | Sappi.
Netherlands | NL-28 | Maasvlakte Ucml power station | fossil gas |  | operating | 70 | 0 | 0 | 0 | 0 | 0 | 0 | 0 | 2003 | not planned | Maasvlakte | 51.96 | 4.0254 | Uniper
Netherlands | NL-29 | Magnum (Eemshaven) power station | fossil gas |  | operating | 1410 | 0 | 0 | 0 | 0 | 0 | 0 | 0 | 2013 | not planned | Eemshaven | 53.4502 | 6.8548 | RWE
Netherlands | NL-30 | Maxima Flevo power station | fossil gas |  | operating | 919 | 0 | 0 | 0 | 0 | 0 | 0 | 0 | 2010 | not planned | Lelystad | 52.5772 | 5.53 | Engie
Netherlands | NL-31 | Merwedekanaal power station | fossil gas |  | operating | 224 | 0 | 0 | 0 | 0 | 0 | 0 | 0 | 1989 | 2030 | Utrecht | 52.1017 | 5.0794 | Mitsubishi
Netherlands | NL-32 | Moerdijk power station | fossil gas |  | operating | 418 | 348 | 0 | 0 | 0 | 0 | 0 | 0 | 1997 | not planned | Moerdijk | 51.6851 | 4.5809 | RWE
Netherlands | NL-33 | Nam Schoonebeek power station | fossil gas |  | operating | 128 | 0 | 0 | 0 | 0 | 0 | 0 | 0 | 2010 | not planned | Schoonebeek | 52.6809 | 6.895 | Shell
Netherlands | NL-35 | Pergen power station | fossil gas |  | operating | 308 | 0 | 0 | 0 | 0 | 0 | 0 | 0 | 2008 | not planned | Vondelingenplaat | 51.8819 | 4.3779 | Air Liquide
Netherlands | NL-36 | Pernis Refinery power station | fossil gas |  | operating | 143 | 0 | 0 | 0 | 0 | 0 | 0 | 0 | 1981 | not planned | Vondelingenplaat | 51.881 | 4.3376 | Alco Group,Air Products and Chemicals
Netherlands | NL-37 | Rijnmond 1 power station | fossil gas |  | operating | 810 | 0 | 0 | 0 | 0 | 0 | 0 | 0 | 2004 | 2026 | Vondelingenplaat | 51.8902 | 4.3547 | EP Group
Netherlands | NL-38 | Rotterdam Capelle (RoCa) power station | fossil gas |  | operating | 268 | 0 | 0 | 0 | 0 | 0 | 0 | 0 | 1982 | not planned | Rotterdam | 51.9537 | 4.5616 | Uniper
Netherlands | NL-39 | Rotterdam IRP power station | fossil gas |  | operating | 24 | 0 | 0 | 0 | 0 | 0 | 0 | 0 | 1999 | not planned | Rotterdam | 51.9608 | 4.0977 | Indorama
Netherlands | NL-40 | Sloe power station | fossil gas |  | operating | 870 | 0 | 0 | 0 | 0 | 0 | 0 | 0 | 2010 | not planned | Ritthem | 51.4482 | 3.6928 | EP Group
Netherlands | NL-41 | Sluiskil Works power station | fossil gas |  | operating | 68 | 0 | 0 | 0 | 0 | 0 | 0 | 0 | 2005 | not planned | Sluiskil | 51.2917 | 3.8012 | Yara International
Netherlands | NL-42 | Swentibold power station | fossil gas |  | mothballed | 0 | 230 | 0 | 0 | 0 | 0 | 0 | 0 | 1999 | not planned | Geleen | 50.9721 | 5.7911 | RWE
Netherlands | NL-43 | Ter Apelkanaal Siem power station | fossil gas |  | operating | 40 | 0 | 0 | 0 | 0 | 0 | 0 | 0 | 1995 | not planned | Ter Apelkanaal | 52.9215 | 7.044 | Coöperatie AVEBE
Netherlands | NL-44 | Velsen Mill power station | fossil gas |  | operating | 20 | 0 | 0 | 0 | 0 | 0 | 0 | 0 | 1984 | not planned | Velsen-Noord | 52.4657 | 4.6362 | Andlinger and Company
Netherlands | NL-45 | Nijmegen power station | fossil gas |  | pre-construction | 0 | 0 | 0 | 500 | 0 | 0 | 0 | 0 | 2025 | not planned | Nijmegen | 51.8556 | 5.8306 | Engie
North Macedonia | MK-1 | Bitola power station | fossil gas | hydrogen | pre-construction | 0 | 0 | 0 | 200 | 0 | 0 | 0 | 0 | 2026 | not planned | Novaci | 41.0583 | 21.4843 | ESM
North Macedonia | MK-2 | Skopje CHP power station | fossil gas |  | operating | 220 | 0 | 0 | 0 | 0 | 0 | 0 | 0 | 2012 | not planned | Skopje | 41.9945 | 21.4528 | TE-TO Skopje
North Macedonia | MK-3 | Skopje power station | fossil gas |  | announced | 0 | 0 | 105 | 0 | 0 | 0 | 0 | 0 | unknown | not planned | Skopje | 41.9927 | 21.4366 | Mytilineos
North Macedonia | MK-4 | Negotino power station | fossil gas | hydrogen | pre-construction | 0 | 0 | 0 | 500 | 0 | 0 | 0 | 0 | unknown | not planned | Vojshanci | 41.4577 | 22.1614 | ESM
North Macedonia | MK-5 | KOGEL power station | fossil gas |  | operating | 30 | 0 | 0 | 0 | 0 | 0 | 0 | 0 | 2009 | not planned | Skopje | 42.0092 | 21.4666
North Macedonia | MK-6 | Energetika power station | fossil gas |  | operating | 30 | 0 | 0 | 0 | 0 | 0 | 0 | 0 | 2010 | not planned | Skopje | 42.0235 | 21.4642
Norway | NO-2 | Hammerfest Snohvit Terminal power station | fossil gas |  | operating | 229 | 0 | 0 | 0 | 0 | 0 | 0 | 0 | unknown | not planned | Melkoa Island | 70.6854 | 23.59 | Equinor
Norway | NO-3 | Mongstad power station | fossil gas |  | mothballed | 0 | 150 | 0 | 0 | 0 | 0 | 0 | 0 | 2010 | not planned | Mongstad | 60.8086 | 5.0372 | Equinor
Norway | NO-5 | Nærøysund power station | fossil gas |  | announced | 0 | 0 | 220 | 0 | 0 | 0 | 0 | 0 | 2029 | not planned | Nærøysund | 64.8848 | 11.2973 | Ocean-Power
Poland | PL-1 | Lagisza power station | fossil gas |  | pre-construction | 0 | 0 | 0 | 100 | 0 | 0 | 0 | 0 | 2030 | not planned | Bedzin | 50.349 | 19.145 | Tauron Polska
Poland | PL-2 | Elblag power station | fossil gas |  | construction | 0 | 0 | 0 | 0 | 30 | 0 | 0 | 0 | 2026 | not planned | Elbląg | 54.182 | 19.389 | Orlen Group
Poland | PL-3 | Gdansk power station | fossil gas |  | construction | 0 | 0 | 0 | 0 | 600 | 0 | 0 | 0 | 2029 | not planned | Gdańsk | 54.3353 | 18.746 | Orlen Group
Poland | PL-4 | Huta Miedzi Glogow power station | fossil gas | coal | mothballed | 0 | 39.5 | 0 | 0 | 0 | 0 | 0 | 0 | 2014 | not planned | Głogów | 51.6867 | 15.9703 | KGHM Polska Miedź
Poland | PL-5 | Gorzow power station | fossil gas |  | operating | 213 | 0 | 0 | 0 | 0 | 0 | 0 | 0 | 1978 | 2042 | Gorzów Wielkopolski | 52.7507 | 15.2684 | PGE
Poland | PL-6 | Grudziadz power station | fossil gas |  | construction | 0 | 0 | 0 | 525 | 575 | 0 | 0 | 0 | 2026 | not planned | Grudziądz Węgrowo | 53.439 | 18.801 | Orlen Group
Poland | PL-9 | Lublin - Wrotkow power station | fossil gas |  | operating | 231 | 0 | 0 | 0 | 0 | 0 | 0 | 0 | 2002 | 2042 | Lublin | 51.2165 | 22.5585 | PGE
Poland | PL-10 | Nowa Sarzyna power station | fossil gas | extra light fuel oil | operating | 112.8 | 0 | 0 | 0 | 0 | 0 | 0 | 0 | 2000 | not planned | Nowa Sarzyna | 50.3159 | 22.3245 | Polenergia
Poland | PL-11 | Dolna Odra power station | fossil gas |  | operating | 1366 | 0 | 0 | 588 | 0 | 0 | 0 | 0 | 2024 | not planned | Nowe Czarnowo | 53.206 | 14.466 | PGE
Poland | PL-12 | Ostroleka C power station | fossil gas |  | construction | 0 | 0 | 0 | 0 | 745 | 0 | 0 | 0 | 2026 | not planned | Ostrołęka | 53.0938 | 21.6392 | Orlen Group
Poland | PL-13 | Plock power station | fossil gas |  | operating | 630 | 0 | 0 | 0 | 0 | 0 | 0 | 0 | 2018 | not planned | Plock | 52.5779 | 19.6936 | Orlen Group
Poland | PL-14 | Polkowice Copper Works power station | fossil gas |  | operating | 39.5 | 0 | 0 | 0 | 0 | 0 | 0 | 0 | 2014 | not planned | Polkowice | 51.4847 | 16.0614 | KGHM Polska Miedź
Poland | PL-15 | Karolin | fossil gas |  | construction | 0 | 0 | 0 | 0 | 114 | 0 | 0 | 0 | 2025 | not planned | Poznań | 52.436 | 16.988 | Veolia
Poland | PL-16 | Rybnik power station | fossil gas |  | construction | 0 | 0 | 0 | 600 | 882.9 | 0 | 0 | 0 | 2027 | not planned | Rybnik Wielopole | 50.133 | 18.524 | PGE
Poland | PL-17 | Rzeszow power station | fossil gas |  | operating | 130 | 0 | 0 | 0 | 0 | 0 | 0 | 0 | 2003 | 2042 | Rzeszow | 50.0649 | 22.0299 | PGE
Poland | PL-18 | Siechnice power station | fossil gas |  | operating | 179.4 | 0 | 0 | 0 | 0 | 0 | 0 | 0 | 2025 | 2042 | Siechnice | 51.038 | 17.15 | PGE
Poland | PL-19 | Stalowa Wola power station | fossil gas |  | operating | 450 | 0 | 0 | 0 | 0 | 0 | 0 | 0 | 2020 | not planned | Stalowa Wola | 50.552 | 22.081 | Orlen Group,Tauron Polska
Poland | PL-20 | Kozienice power station | fossil gas |  | pre-construction | 0 | 0 | 0 | 1400 | 0 | 0 | 0 | 0 | 2029 | not planned | Świerże Górne | 51.665 | 21.467 | ENEA Wytwarzanie
Poland | PL-21 | Torun power station | fossil gas |  | operating | 107.1 | 0 | 0 | 0 | 0 | 0 | 0 | 0 | 2017 | 2042 | Toruń | 53.0464 | 18.6956 | PGE
Poland | PL-22 | Adamow power station | fossil gas |  | construction | 0 | 0 | 0 | 0 | 562 | 0 | 0 | 0 | 2027 | not planned | Turek | 52.0123 | 18.5462 | ZE PAK
Poland | PL-23 | Zeran power station | fossil gas |  | operating | 496 | 0 | 0 | 0 | 0 | 0 | 0 | 0 | 2021 | not planned | Warszawa | 52.294 | 20.994 | Orlen Group
Poland | PL-24 | Wierzchowice Ugs power station | fossil gas |  | operating | 40 | 0 | 0 | 0 | 0 | 0 | 0 | 0 | 2012 | not planned | Wierzchowice | 51.4739 | 17.3052 | Orlen Group
Poland | PL-25 | Wloclawek power station | fossil gas |  | operating | 463 | 0 | 0 | 0 | 0 | 0 | 0 | 0 | 2017 | not planned | Włocławek | 52.6519 | 19.0989 | Orlen Group
Poland | PL-26 | Zielona Góra power station | fossil gas |  | operating | 198 | 0 | 0 | 0 | 0 | 0 | 0 | 0 | 2004 | 2042 | Zielona Gora | 51.951 | 15.4904 | PGE
Poland | PL-27 | Bydgoszcz power station | fossil gas |  | operating | 52.7 | 0 | 0 | 0 | 0 | 0 | 0 | 0 | 2025 | 2042 | Bydgoszcz | 53.0992 | 18.0889 | PGE
Poland | PL-28 | Siedlce power station | fossil gas |  | operating | 36 | 0 | 0 | 0 | 0 | 0 | 0 | 0 | 2002 | not planned | Siedlce | 52.1572 | 22.3061 | PEC Siedlce
Poland | PL-29 | Synthos Dwory 7 power station | fossil gas |  | operating | 116 | 0 | 0 | 0 | 0 | 0 | 0 | 0 | 2025 | not planned | Oświęcim | 50.0393 | 19.2715 | Synthos Group
Poland | PL-30 | Gdynia power station | fossil gas | oil | construction | 0 | 0 | 0 | 0 | 49.9 | 0 | 0 | 0 | 2026 | 2042 | Gdynia | 54.5534 | 18.4808 | PGE
Poland | PL-31 | Lodz 4 power station | fossil gas |  | pre-construction | 0 | 0 | 0 | 210 | 0 | 0 | 0 | 0 | 2027 | not planned | Łódź | 51.75 | 19.54 | Veolia
Poland | PL-32 | Siekierki power station | fossil gas |  | pre-construction | 0 | 0 | 0 | 500 | 0 | 0 | 0 | 0 | 2030 | not planned | Warszawa | 52.19 | 21.09 | Orlen Group
Poland | PL-33 | Krakow-Leg power station | fossil gas |  | construction | 0 | 0 | 0 | 0 | 99.8 | 0 | 0 | 0 | 2028 | not planned | Kraków | 50.0591 | 20.0766 | PGE
Poland | PL-34 | Ostrów Wielkopolski power station | fossil gas |  | pre-construction | 0 | 0 | 0 | 600 | 0 | 0 | 0 | 0 | unknown | not planned | Ostrów Wielkopolski | 51.6376 | 17.8484 | PGE
Poland | PL-35 | Pomorzany power station | fossil gas |  | announced | 0 | 0 | 24 | 0 | 0 | 0 | 0 | 0 | unknown | not planned | Pomorzany | 53.3918 | 14.5283 | PGE
Poland | PL-36 | Kalisz power station | fossil gas |  | construction | 0 | 0 | 0 | 0 | 20 | 0 | 0 | 0 | 2025 | not planned | Kalisz | 51.73 | 18.1074 | Orlen Group
Poland | PL-37 | Turek power plant | fossil gas |  | pre-construction | 0 | 0 | 0 | 163.8 | 0 | 0 | 0 | 0 | 2028 | not planned | Turek | 52.0112 | 18.5334 | NEO Energy Group
Poland | PL-38 | Ursus power plant | fossil gas |  | pre-construction | 0 | 0 | 0 | 110 | 0 | 0 | 0 | 0 | 2029 | not planned | Warsaw | 52.1856 | 20.8737 | Veolia
Poland | PL-39 | Polaniec power station | fossil gas |  | announced | 0 | 0 | 1360 | 0 | 0 | 0 | 0 | 0 | 2030 | not planned | Zawada | 50.4356 | 21.3368 | ENEA Wytwarzanie
Poland | PL-40 | Jaworzno power station | fossil gas |  | pre-construction | 0 | 0 | 0 | 600 | 0 | 0 | 0 | 0 | 2030 | not planned | Jaworzno | 50.2061 | 19.2034 | Tauron Polska
Poland | PL-41 | Jaroslaw power station | fossil gas |  | pre-construction | 0 | 0 | 0 | 355.4 | 0 | 0 | 0 | 0 | 2030 | not planned | Jarosław | 50.0166 | 22.6791 | Vitol
Poland | PL-42 | Pelplin power station | fossil gas |  | pre-construction | 0 | 0 | 0 | 355.4 | 0 | 0 | 0 | 0 | 2030 | not planned | Pelplin | 53.928 | 18.6975 | Vitol
Poland | PL-43 | Skawina power station | fossil gas |  | pre-construction | 0 | 0 | 0 | 350 | 0 | 0 | 0 | 0 | 2029 | not planned | Skawina | 49.9744 | 19.802 | ResInvest Group
Portugal | PT-1 | Fisigen power station | fossil gas |  | operating | 24 | 0 | 0 | 0 | 0 | 0 | 0 | 0 | 2010 | not planned | Barreiro | 40.8666 | -8.4151 | EDP
Portugal | PT-3 | Setubal Mill power station | fossil gas |  | operating | 81 | 0 | 0 | 0 | 0 | 0 | 0 | 0 | 2009 | not planned | Cacia | 40.686 | -8.5894 | Semapa
Portugal | PT-4 | Ribatejo power station | fossil gas |  | operating | 1176 | 0 | 0 | 0 | 0 | 0 | 0 | 0 | 2003 | not planned | Carregado | 39.0118 | -8.9521 | EDP
Portugal | PT-5 | Carrico Refinery power station | fossil gas |  | operating | 32 | 0 | 0 | 0 | 0 | 0 | 0 | 0 | 2009 | not planned | Carrico | 39.9832 | -8.8513 | Galp Energia
Portugal | PT-6 | Lares power station | fossil gas |  | operating | 862 | 0 | 0 | 0 | 0 | 0 | 0 | 0 | 2009 | not planned | Figueira da Foz | 40.1245 | -8.775 | EDP
Portugal | PT-7 | Figueira da Foz Industrial Complex power station | fossil gas |  | operating | 67 | 0 | 0 | 0 | 0 | 0 | 0 | 0 | 2000 | not planned | Figuerira da Foz | 40.0576 | -8.8595 | Semapa
Portugal | PT-9 | Turbogas Tapada do Outeiro power station | fossil gas |  | operating | 990 | 0 | 0 | 0 | 0 | 0 | 0 | 0 | 1998 | not planned | Medas | 41.07 | -8.4587 | Marubeni
Portugal | PT-10 | Elecgas Pego power station | fossil gas |  | operating | 836 | 0 | 0 | 0 | 0 | 0 | 0 | 0 | 2011 | 2040 | Pego | 39.4689 | -8.1113 | Enel,Engie
Portugal | PT-11 | Indorama Sines power station | fossil gas |  | operating | 41 | 0 | 0 | 0 | 0 | 0 | 0 | 0 | unknown | not planned | Sines | 37.9809 | -8.8214 | Indorama
Portugal | PT-12 | Sines Polimeros power station | fossil gas |  | operating | 43 | 0 | 0 | 0 | 0 | 0 | 0 | 0 | 1981 | not planned | Sines | 37.9583 | -8.8048 | Repsol
Portugal | PT-13 | Viana Mill power station | fossil gas |  | operating | 71 | 0 | 0 | 0 | 0 | 0 | 0 | 0 | 2008 | not planned | Vila Franca | 41.6998 | -8.715 | DS Smith
Portugal | PT-14 | Sines Refinery power station | fossil gas |  | operating | 91 | 0 | 0 | 0 | 0 | 0 | 0 | 0 | 2009 | not planned |  | 38.7565 | -9.1754 | Galp Energia
Portugal | PT-15 | Vitória power station | fossil gas | heavy fuel oil | operating | 54.5 | 0 | 0 | 0 | 0 | 0 | 0 | 0 | 2015 | not planned |  | 32.648 | -16.9676 | EEM
Romania | RO-1 | Borzesti power station | fossil gas |  | shelved | 0 | 0 | 0 | 0 | 0 | 189 | 0 | 0 | unknown | not planned | Borzesti | 46.2507 | 26.8352 | RG Renovatio Group
Romania | RO-2 | Brazi power station | fossil gas |  | operating | 236 | 50 | 0 | 0 | 0 | 0 | 0 | 0 | 1973 | not planned | Brazii de Sus | 44.8831 | 26.0092 | Termo Ploiesti
Romania | RO-3 | Bucharest Grozavesti power station | fossil gas |  | operating | 100 | 0 | 0 | 34 | 0 | 0 | 0 | 0 | 1964 | not planned | Bucharest | 44.4403 | 26.0626 | Termoelectrica
Romania | RO-4 | Bucharest Progresu power station | fossil gas |  | operating | 100 | 0 | 0 | 74.2 | 0 | 0 | 0 | 0 | 1987 | not planned | Bucharest | 44.3717 | 26.1063 | Termoelectrica
Romania | RO-5 | Bucharest-Sud power station | fossil gas |  | operating | 200 | 0 | 0 | 275 | 0 | 0 | 0 | 0 | 1966 | not planned | Bucharest | 44.4233 | 25.979 | Termoelectrica
Romania | RO-6 | Bucharest-Titan power station | fossil gas |  | pre-construction | 0 | 0 | 0 | 50 | 0 | 0 | 0 | 0 | unknown | not planned | Bucharest | 44.4364 | 26.1808 | Termoelectrica
Romania | RO-7 | Bucharest-Vest power station | fossil gas |  | operating | 436 | 0 | 0 | 0 | 0 | 0 | 0 | 0 | 1976 | not planned | Bucharest | 44.4058 | 26.1557 | Termoelectrica
Romania | RO-8 | Chimcomplex power station | fossil gas |  | pre-construction | 0 | 0 | 0 | 108 | 0 | 0 | 0 | 0 | 2024 | not planned | Ramnicu | 45.04 | 24.2978 | C.R.C Impex Chemicals
Romania | RO-9 | Ciech Soda power station | fossil gas |  | pre-construction | 0 | 0 | 0 | 230 | 0 | 0 | 0 | 0 | 2024 | not planned | Ramnicu | 45.0349 | 24.292 | Ciech
Romania | RO-10 | Craiova II power station | fossil gas |  | pre-construction | 0 | 0 | 0 | 295 | 0 | 0 | 0 | 0 | 2026 | not planned | Craiova | 44.3435 | 23.8142 | Fondul Proprietatea,Romania
Romania | RO-11 | Galati power station | fossil gas |  | operating | 270 | 105 | 0 | 0 | 0 | 0 | 0 | 0 | 1975 | not planned | Galati | 45.436 | 27.9814 | Termoelectrica
Romania | RO-12 | Govora power station | fossil gas |  | construction | 0 | 100 | 0 | 0 | 145 | 0 | 0 | 0 | 1975 | not planned | Ramnicu | 45.04 | 24.29 | SC Cet Govora
Romania | RO-13 | Hefaistos power station | fossil gas |  | pre-construction | 0 | 0 | 0 | 500 | 0 | 0 | 0 | 0 | unknown | not planned | Fântânele | 46.4215 | 24.7718 | Termoelectrica,Romania
Romania | RO-14 | Iasi-1 power station | fossil gas |  | operating | 25 | 25 | 0 | 0 | 0 | 0 | 0 | 0 | 1966 | not planned | Iasi | 47.1498 | 27.6073 | SC Cet Iasi
Romania | RO-15 | Iernut power station | fossil gas |  | operating | 200 | 100 | 0 | 0 | 430 | 0 | 0 | 0 | 1964 | not planned | Iernut | 46.4677 | 24.1833 | Romgaz
Romania | RO-16 | Isalnita power station | fossil gas |  | pre-construction | 0 | 0 | 0 | 850 | 0 | 0 | 0 | 0 | 2027 | not planned | Isalnita | 44.3884 | 23.7174 | Complexul Energetic Oltenia,Vimetco
Romania | RO-17 | Mintia-Deva power station | fossil gas |  | construction | 0 | 0 | 0 | 0 | 1700 | 0 | 0 | 0 | 2026 | not planned | Mintia | 45.9179 | 22.8475 | Mass Group.
Romania | RO-18 | Oradea power station | fossil gas |  | operating | 46 | 0 | 0 | 0 | 30.2 | 0 | 0 | 0 | 2016 | not planned | Oradea | 47.0842 | 21.8928 | SC Electrocentrale Oradea
Romania | RO-19 | Palas power station | fossil gas |  | construction | 0 | 100 | 0 | 0 | 97 | 0 | 0 | 0 | 1970 | not planned | Anda | 44.1585 | 28.6077 | Romania
Romania | RO-20 | Petrom Brazi power station | fossil gas |  | operating | 920 | 0 | 0 | 0 | 0 | 0 | 0 | 0 | 2001 | not planned | Brazii de Sus | 44.8803 | 25.999 | OMV Aktiengesellschaft
Romania | RO-21 | Petromidia Refinery power station | fossil gas |  | operating | 80 | 0 | 0 | 0 | 0 | 0 | 0 | 0 | 2025 | not planned | Năvodari | 44.3431 | 28.651 | KazMunayGas,SAPE
Romania | RO-22 | Ploesti power station | fossil gas |  | operating | 61 | 0 | 0 | 0 | 0 | 0 | 0 | 0 | 2011 | not planned | Ploiesti | 44.9474 | 26.0862 | LUKOIL
Romania | RO-23 | Romag Termo power station | fossil gas |  | pre-construction | 0 | 0 | 0 | 150 | 0 | 0 | 0 | 0 | unknown | not planned | Halânga | 44.6778 | 22.686 | Romgaz,Grup Servicii Petroliere (GSP)
Romania | RO-24 | Turceni power station | fossil gas |  | pre-construction | 0 | 0 | 0 | 475 | 0 | 0 | 0 | 0 | 2027 | not planned | Turceni | 44.6697 | 23.4078 | Complexul Energetic Oltenia
Romania | RO-26 | CET Arad power station | fossil gas |  | mothballed | 0 | 21 | 0 | 0 | 0 | 0 | 0 | 0 | unknown | not planned | Arad | 46.2245 | 21.3353 | ArrowMetals
Romania | RO-27 | CET Arad hydrocarbons | fossil gas |  | construction | 0 | 0 | 0 | 0 | 31.2 | 0 | 0 | 0 | 2026 | not planned | Arad | 46.1827 | 21.3328 | Arad Municipality
Romania | RO-28 | Câmpia Turzii power plant | fossil gas |  | announced | 0 | 0 | 150 | 0 | 0 | 0 | 0 | 0 | 2026 | not planned | Câmpia Turzii | 46.5498 | 23.8483 | E-INFRA
Romania | RO-29 | Premier Energy Braila power station | fossil gas |  | announced | 0 | 0 | 20 | 0 | 0 | 0 | 0 | 0 | unknown | not planned | Brăila | 45.2369 | 27.9544 | EMMA Capital Group
Serbia | RS-1 | Kragujevac power station | fossil gas |  | cancelled | 0 | 0 | 0 | 0 | 0 | 0 | 300 | 0 | [not relevant] | [not relevant] | Kragujevac | 44.0081 | 20.9024 | Gazprom
Serbia | RS-2 | Loznica CHP power station | fossil gas |  | cancelled | 0 | 0 | 0 | 0 | 0 | 0 | 240 | 0 | [not relevant] | [not relevant] | Loznica | 44.5269 | 19.1973 | Scarborough Group
Serbia | RS-3 | Novi Sad power station | fossil gas |  | operating | 285 | 0 | 350 | 0 | 0 | 200 | 0 | 0 | 1984 | not planned | Novi Sad | 45.268 | 19.8853 | EPS
Serbia | RS-4 | Pančevo power station | fossil gas |  | operating | 197 | 0 | 0 | 0 | 0 | 0 | 0 | 0 | 2022 | not planned | Pančevo | 44.8312 | 20.6799 | Gazprom
Serbia | RS-5 | Morava power station | fossil gas |  | cancelled | 0 | 0 | 0 | 0 | 0 | 0 | 120 | 0 | [not relevant] | [not relevant] | Svilajnac | 44.2246 | 21.1625 | EPS
Serbia | RS-6 | Zrenjanin power station | fossil gas | heavy fuel oil | operating | 120 | 0 | 0 | 0 | 0 | 0 | 0 | 0 | 1989 | not planned | Zrenjanin | 45.3572 | 20.4159 | EPS
Serbia | RS-7 | Sremska Mitrovica power station | fossil gas |  | mothballed | 0 | 32 | 0 | 0 | 0 | 0 | 0 | 0 | 1977 | not planned | Sremska Mitrovica | 44.9764 | 19.6122 | EPS
Serbia | RS-8 | Nis power plant | fossil gas |  | announced | 0 | 0 | 500 | 0 | 0 | 0 | 0 | 0 | unknown | not planned | Niš | 43.3037 | 21.9066
Slovakia | SK-1 | PPC Bratislava power station | fossil gas |  | operating | 218 | 58 | 0 | 0 | 0 | 0 | 0 | 0 | 1998 | not planned | Bratislava | 48.1774 | 17.1539 | Veolia
Slovakia | SK-2 | Slovnaft Refinery power station | fossil gas |  | operating | 163 | 0 | 0 | 0 | 0 | 0 | 0 | 0 | 1976 | not planned | Bratislava | 48.1199 | 17.1803 | MOL.
Slovakia | SK-3 | Levice power station | fossil gas |  | operating | 86.3 | 0 | 0 | 0 | 0 | 0 | 0 | 0 | 2007 | not planned | Levice | 48.2022 | 18.597 | Veolia
Slovakia | SK-4 | Panicke Dravce power station | fossil gas |  | operating | 50 | 0 | 0 | 0 | 0 | 0 | 0 | 0 | 2009 | not planned | Panicke Dravce - Lucenec District | 48.2864 | 19.6149 | EP Group,Slovak Government
Slovakia | SK-5 | Povazska Bystrica power station | fossil gas |  | operating | 64 | 0 | 0 | 0 | 0 | 0 | 0 | 0 | 2009 | not planned | Považská Bystrica | 49.1154 | 18.4246 | Creditas Group
Slovakia | SK-6 | Malzenice power station | fossil gas |  | operating | 436 | 0 | 0 | 0 | 0 | 0 | 0 | 0 | 2010 | not planned | Trakovice | 48.4296 | 17.6978 | E.ON,Slovak Government
Slovenia | SI-1 | Brestanica (TEB) power station | fossil gas |  | operating | 337 | 0 | 0 | 0 | 0 | 0 | 0 | 0 | 2000 | not planned | Brestanica | 45.9975 | 15.4796 | GEN energija
Slovenia | SI-2 | Te-Tol power station | fossil gas | extra light fuel oil | construction | 0 | 0 | 0 | 0 | 110 | 0 | 0 | 0 | 2025 | not planned | Ljubljana | 46.058 | 14.5451 | Javni Ljubljana
Slovenia | SI-3 | Sostanj power station | fossil gas |  | operating | 84 | 0 | 0 | 0 | 0 | 0 | 0 | 0 | 2008 | not planned | Šoštanj | 46.3723 | 15.0534 | Holding Slovenske elektrarne
Spain | ES-1 | Boroa power station | fossil gas |  | operating | 786.4 | 0 | 0 | 0 | 0 | 0 | 0 | 0 | 2005 | not planned | Amorebieta-Etxano | 43.2347 | -2.7497 | Castleton Commodities International
Spain | ES-2 | Arcos de la Frontera power station | fossil gas |  | operating | 1612 | 0 | 0 | 0 | 0 | 0 | 0 | 0 | 2005 | not planned | Arcos de La Frontera | 36.6721 | -5.8164 | Iberdrola
Spain | ES-3 | Arrubal power station | fossil gas |  | operating | 784.7 | 0 | 0 | 0 | 0 | 0 | 0 | 0 | 2005 | not planned | Arrubal | 42.4194 | -2.2511 | ContourGlobal
Spain | ES-4 | Sabon 3 power station | fossil gas |  | operating | 391.3 | 0 | 0 | 0 | 0 | 0 | 0 | 0 | 2008 | not planned | Arteixo | 43.329 | -8.503 | Naturgy
Spain | ES-5 | Puerto de Barcelona power station | fossil gas |  | operating | 866.3 | 0 | 0 | 0 | 0 | 0 | 0 | 0 | 2011 | not planned | Barcelona | 41.3366 | 2.1594 | Naturgy
Spain | ES-6 | Malaga campanillas power station | fossil gas |  | operating | 415.5 | 0 | 0 | 0 | 0 | 0 | 0 | 0 | 2009 | not planned | Campanillas | 36.7495 | -4.5631 | Naturgy
Spain | ES-7 | El Fangal Cartagena power station | fossil gas |  | operating | 1199.3 | 0 | 0 | 0 | 0 | 0 | 0 | 0 | 2006 | not planned | Cartagena | 37.5709 | -0.9458 | Engie
Spain | ES-8 | Escombreras Iberdrola power station | fossil gas |  | operating | 831 | 0 | 0 | 0 | 0 | 0 | 0 | 0 | 2006 | not planned | Cartagena | 37.5647 | -0.95132 | Iberdrola
Spain | ES-9 | As Pontes power station | fossil gas |  | operating | 855.7 | 0 | 0 | 0 | 0 | 0 | 0 | 0 | 2006 | 2040 | As Pontes de García Rodríguez | 37.5709 | -0.9458 | Enel
Spain | ES-10 | Cartagena power station | fossil gas |  | operating | 1248.8 | 0 | 0 | 0 | 0 | 0 | 0 | 0 | 2006 | not planned | Cartegena | 37.5727 | -0.93841 | Naturgy
Spain | ES-11 | Castejon power station TotalEnergies | fossil gas |  | operating | 843.4 | 0 | 0 | 0 | 0 | 0 | 0 | 0 | 2002 | not planned | Castejon | 42.1718 | -1.6773 | TotalEnergies
Spain | ES-12 | Castellon power station | fossil gas |  | operating | 1647 | 0 | 0 | 0 | 0 | 0 | 0 | 0 | 2002 | not planned | Castelló de la Plana | 39.9592 | -0.001 | Iberdrola
Spain | ES-13 | Castelnou power station | fossil gas |  | operating | 791 | 0 | 0 | 0 | 0 | 0 | 0 | 0 | 2006 | not planned | Castelnou | 41.2167 | -0.2928 | Engie
Spain | ES-14 | Escatron Peaker A.I.E. power station | fossil gas |  | operating | 277 | 0 | 0 | 0 | 0 | 0 | 0 | 0 | 2007 | not planned | Escatron | 41.2977 | -0.3376 | IGNIS ENERGÍA
Spain | ES-15 | Escatron power station | fossil gas |  | operating | 804.4 | 0 | 0 | 0 | 0 | 0 | 0 | 0 | 2007 | not planned | Escatron | 41.2977 | -0.3376 | Repsol
Spain | ES-16 | Cristobal Colon power station | fossil gas |  | operating | 391 | 0 | 0 | 0 | 0 | 0 | 0 | 0 | 2006 | 2040 | Huelva | 37.2156 | -6.943 | Enel
Spain | ES-17 | Tarragona power station | fossil gas |  | operating | 424 | 0 | 0 | 0 | 0 | 0 | 0 | 0 | 2004 | not planned | La Canonja | 41.1102 | 1.1805 | Iberdrola
Spain | ES-18 | Palos de la Frontera power station | fossil gas |  | operating | 1167 | 0 | 0 | 0 | 0 | 0 | 0 | 0 | 2004 | not planned | Palos de la Frontera | 37.1845 | -6.8928 | Naturgy
Spain | ES-19 | Soto de Ribera power station | fossil gas |  | operating | 854.2 | 0 | 0 | 0 | 0 | 0 | 0 | 0 | 2008 | not planned | Ribera de Arriba | 43.3161 | -5.8777 | EDP
Spain | ES-20 | Sagunto power station | fossil gas |  | operating | 1232.2 | 0 | 0 | 0 | 0 | 0 | 0 | 0 | 2007 | not planned | Sagunto | 39.6425 | -0.23321 | Naturgy
Spain | ES-21 | Besos 5 power station | fossil gas |  | operating | 859.1 | 0 | 0 | 0 | 0 | 0 | 0 | 0 | 2010 | 2040 | San Adrian Besos | 41.4185 | 2.2286 | Enel
Spain | ES-22 | Besos combined cycle power station | fossil gas |  | operating | 811.8 | 0 | 0 | 0 | 0 | 0 | 0 | 0 | 2002 | not planned | San Adrian Besos | 41.4185 | 2.2286 | Enel,Naturgy
Spain | ES-23 | Bahia de Algeciras power station | fossil gas |  | operating | 820.5 | 0 | 0 | 0 | 0 | 0 | 0 | 0 | 2011 | not planned | San Roque | 36.1829 | -5.3905 | Repsol
Spain | ES-24 | Campo de Gibraltar power station | fossil gas |  | operating | 780.7 | 0 | 0 | 0 | 0 | 0 | 0 | 0 | 2004 | not planned | San Roque | 36.1834 | -5.3933 | Naturgy,Mubadala Investment Company
Spain | ES-25 | San Roque combined cycle power station | fossil gas |  | operating | 791.9 | 0 | 0 | 0 | 0 | 0 | 0 | 0 | 2002 | not planned | San Roque | 36.1956 | -5.4136 | Naturgy,Enel
Spain | ES-26 | Santurce power station | fossil gas |  | operating | 403 | 0 | 0 | 0 | 0 | 0 | 0 | 0 | 2005 | not planned | Santurtzi | 43.34 | -3.0539 | Iberdrola
Spain | ES-27 | Plana del Vent power station | fossil gas |  | operating | 843.1 | 0 | 0 | 0 | 0 | 0 | 0 | 0 | 2007 | not planned | Vandellòs i l'Hospitalet de l'Infant | 40.9596 | 0.8692 | Naturgy,EOSs
Spain | ES-28 | Aceca power station | fossil gas |  | operating | 764.7 | 0 | 0 | 0 | 0 | 0 | 0 | 0 | 2005 | not planned | Villaseca de la Sagra | 39.9427 | -3.8548 | Iberdrola,Naturgy
Spain | ES-29 | Bahía de Bizkaia power station | fossil gas |  | operating | 785.3 | 0 | 0 | 0 | 0 | 0 | 0 | 0 | 2003 | not planned | Zierbena | 43.359 | -3.0921 | BP,Ente Vasco de la Energía
Spain | ES-30 | Álabe Villarrubia power station | fossil gas |  | operating | 25 | 0 | 0 | 0 | 0 | 0 | 0 | 0 | 1996 | not planned | Villarrubia de Santiago | 39.9856 | -3.369 | FMC
Spain | ES-31 | Barcelona Cartonboard power station | fossil gas |  | operating | 46 | 0 | 0 | 0 | 0 | 0 | 0 | 0 | 1998 | not planned | Castellbisbal | 41.4642 | 1.9557 | Reno De Medici
Spain | ES-32 | Bioetanol Galicia power station | fossil gas |  | operating | 25 | 0 | 0 | 0 | 0 | 0 | 0 | 0 | 2003 | not planned | Teixeiro | 43.1562 | -8.0233 | Abengoa
Spain | ES-33 | Cartagena Refinery power station | fossil gas |  | operating | 95 | 0 | 0 | 0 | 0 | 0 | 0 | 0 | 2002 | not planned | Cartegena | 37.7043 | -1.0999 | Iberdrola
Spain | ES-34 | Castellon Refinery power station | fossil gas |  | operating | 26 | 0 | 0 | 0 | 0 | 0 | 0 | 0 | 2008 | not planned | Castellon | 39.9591 | -0.0016 | BP
Spain | ES-35 | Duenas Mill power station | fossil gas |  | operating | 50 | 0 | 0 | 0 | 0 | 0 | 0 | 0 | 2010 | not planned | Duenas | 41.8395 | -4.5601 | DS Smith
Spain | ES-36 | Ecocarburantes Españoles power station | fossil gas |  | operating | 22 | 0 | 0 | 0 | 0 | 0 | 0 | 0 | unknown | not planned | Casa San Antonio | 37.5805 | -0.9233 | Abengoa
Spain | ES-37 | Enercrisa power station | fossil gas |  | operating | 19.7 | 0 | 0 | 0 | 0 | 0 | 0 | 0 | 2009 | not planned | Cerezo de Rio Tiron | 42.4838 | -3.1508 | Iberdrola
Spain | ES-38 | Figuruelas power station | fossil gas |  | operating | 21 | 0 | 0 | 0 | 0 | 0 | 0 | 0 | 1994 | not planned | Figueruelas | 41.752 | -1.1802 | IDAE
Spain | ES-39 | Peninsular de Cogeneracion 1 power station | fossil gas |  | operating | 39 | 0 | 0 | 0 | 0 | 0 | 0 | 0 | 2001 | not planned | Fuenlabrada | 40.269 | -3.7706 | International Paper Company,Iberdrola
Spain | ES-40 | Gemasa power station | fossil gas |  | operating | 27 | 0 | 0 | 0 | 0 | 0 | 0 | 0 | 1997 | not planned | Huelva | 37.1841 | -6.9039 | Mubadala Investment Company
Spain | ES-41 | Genfibre cogeneration power station | fossil gas |  | mothballed | 0 | 49 | 0 | 0 | 0 | 0 | 0 | 0 | 2000 | not planned | Miranda de Ebro | 42.6809 | -2.9261 | Praedium Capital Partners SL
Spain | ES-42 | Hernani Mill power station | fossil gas |  | operating | 50 | 0 | 0 | 0 | 0 | 0 | 0 | 0 | 2008 | not planned | Hernani | 43.2584 | -1.9678 | Iberpapel
Spain | ES-43 | Losan Pina power station | fossil gas |  | operating | 23 | 0 | 0 | 0 | 0 | 0 | 0 | 0 | 2003 | not planned | Fuentes | 39.9952 | -2.0403 | Grupo Losan
Spain | ES-44 | Losan Talosa power station | fossil gas |  | operating | 23 | 0 | 0 | 0 | 0 | 0 | 0 | 0 | 2018 | not planned | Soria | 41.7831 | -2.5115 | Losán
Spain | ES-45 | Martorell Seat power station | fossil gas |  | operating | 22.5 | 0 | 0 | 0 | 0 | 0 | 0 | 0 | 2012 | not planned | Martorell | 41.4961 | 1.9013 | Volkswagen
Spain | ES-46 | Michelin Aranda power station | fossil gas |  | operating | 32 | 0 | 0 | 0 | 0 | 0 | 0 | 0 | 2002 | not planned | Aranda de Duero | 41.6629 | -3.71 | Iberdrola
Spain | ES-47 | Michelin Valladolid power station | fossil gas |  | operating | 46 | 0 | 0 | 0 | 0 | 0 | 0 | 0 | 2001 | not planned | Valladolid | 41.6753 | -4.7161 | Iberdrola
Spain | ES-48 | Motril Mill power station | fossil gas |  | operating | 49 | 0 | 0 | 0 | 0 | 0 | 0 | 0 | 2001 | not planned | Motril | 36.7316 | -3.5424 | Lecta
Spain | ES-49 | Navia (Prat) power station | fossil gas |  | operating | 24 | 0 | 0 | 0 | 0 | 0 | 0 | 0 | 1995 | not planned | Anleo | 43.5054 | -6.6944 | Industrias Lacteas Asturianas
Spain | ES-50 | Michelin Vitoria power station | fossil gas |  | operating | 47 | 0 | 0 | 0 | 0 | 0 | 0 | 0 | 2001 | not planned | Vitoria-Gasteiz | 42.8667 | -2.6717 | Iberdrola
Spain | ES-51 | Peninsular de Cogeneracion 2 power station | fossil gas |  | operating | 31.3 | 0 | 0 | 0 | 0 | 0 | 0 | 0 | 2010 | not planned | Madrid | 40.2709 | -3.7681 | Iberdrola
Spain | ES-52 | Pobla De Claramunt power station | fossil gas |  | operating | 33 | 0 | 0 | 0 | 0 | 0 | 0 | 0 | 2008 | not planned | La Pobla de Claramunt | 41.5519 | 1.6855 | Unión Industrial Papelera
Spain | ES-53 | Refineria La Rabida power station | fossil gas |  | operating | 99.3 | 0 | 0 | 0 | 0 | 0 | 0 | 0 | 1990 | not planned | Palos de la Frontera | 37.1857 | -6.9008 | Mubadala Investment Company
Spain | ES-54 | Repsol Cartagena Refinery power station | fossil gas |  | operating | 87 | 0 | 0 | 0 | 0 | 0 | 0 | 0 | unknown | not planned | Cartagena | 37.5751 | -0.92928 | Repsol
Spain | ES-55 | Rosello Mill power station | fossil gas |  | operating | 25 | 0 | 0 | 0 | 0 | 0 | 0 | 0 | 1998 | not planned | Roselló | 41.6942 | 0.59499 | ALIER
Spain | ES-56 | SAICA Mill Zaragoza power station | fossil gas |  | operating | 150 | 0 | 0 | 0 | 0 | 0 | 0 | 0 | unknown | not planned | El Burgo de Ebro | 41.6734 | -0.87044 | Saica
Spain | ES-57 | Sant Joan Mill power station | fossil gas |  | operating | 25 | 0 | 0 | 0 | 0 | 0 | 0 | 0 | 2011 | not planned | Sant Joan les Fonts | 42.215 | 2.5151 | Lecta
Spain | ES-58 | Smurfit Mengíbar power station | fossil gas |  | operating | 25.8 | 0 | 0 | 0 | 0 | 0 | 0 | 0 | 2009 | not planned | Mengíbar | 37.9812 | -3.7934 | Smurfit Kappa Group
Spain | ES-59 | Solvay Torrelavega power station | fossil gas |  | operating | 42 | 0 | 0 | 0 | 0 | 0 | 0 | 0 | 2001 | not planned | Barreda | 43.3766 | -4.0447 | Solvay
Spain | ES-60 | Tortosa Energia power station | fossil gas |  | operating | 49.6 | 0 | 0 | 0 | 0 | 0 | 0 | 0 | 2011 | not planned | Tortosa | 40.7702 | 0.53888 | Cogeneration ENERGIA ESPAÑA S.L.
Spain | ES-61 | Zaragoza Mill power station | fossil gas |  | operating | 43 | 0 | 0 | 0 | 0 | 0 | 0 | 0 | 2011 | not planned | Zaragoza | 41.6936 | -0.82553 | Lecta
Spain | ES-62 | Alcúdia power station | fossil gas |  | operating | 75 | 0 | 0 | 0 | 0 | 0 | 0 | 0 | 1989 | 2040 | Alcúdia | 39.8107 | 3.0914 | Enel
Spain | ES-63 | Barranco de Tirajana power station | fossil gas |  | operating | 697 | 0 | 0 | 0 | 0 | 0 | 0 | 0 | 1992 | 2040 | Matorral | 27.804 | -15.4359 | Enel
Spain | ES-64 | Ca's Tresorer power station | fossil gas |  | operating | 474.3 | 0 | 0 | 0 | 0 | 0 | 0 | 0 | 2006 | 2040 | Palma de Mallorca | 39.5672 | 2.6895 | Enel
Spain | ES-65 | Cotesa power station | fossil gas |  | operating | 38 | 0 | 0 | 0 | 0 | 0 | 0 | 0 | 1994 | not planned | Santa Cruz de Tenerife | 28.454 | -16.2781 | Mubadala Investment Company
Spain | ES-67 | Son Reus power station | fossil gas |  | operating | 457.7 | 0 | 0 | 0 | 0 | 0 | 0 | 0 | 2001 | 2040 | Palma de Mallorca | 39.6483 | 2.6808 | Enel
Spain | ES-68 | Vila Ibiza power station | fossil gas |  | operating | 125 | 88 | 0 | 0 | 0 | 0 | 0 | 0 | 1998 | not planned | Ibiza | 38.9121 | 1.4267 | Enel
Spain | ES-69 | Abono power station | fossil gas | hydrogen | operating | 494 | 0 | 0 | 0 | 0 | 0 | 0 | 0 | 2025 | not planned | Carreño | 43.5527 | -5.7235 | EDP,Corporación Masaveu
Spain | ES-70 | Castejon power station Iberdrola | fossil gas |  | operating | 386 | 0 | 0 | 0 | 0 | 0 | 0 | 0 | 2003 | not planned | Castejon | 42.1712 | -1.6791 | Iberdrola
Spain | ES-71 | Villarrobledo power station | fossil gas |  | operating | 18 | 0 | 0 | 0 | 0 | 0 | 0 | 0 | 1995 | not planned | Villarrobledo | 39.2825 | -2.5909 | Iberdrola
Spain | ES-72 | San Roque Refinery power station | fossil gas |  | operating | 154.5 | 0 | 0 | 0 | 0 | 0 | 0 | 0 | unknown | not planned | Cadiz | 36.1888 | -5.3882 | Mubadala Investment Company
Spain | ES-73 | FINSA CELLA power station | fossil gas |  | operating | 24.9 | 0 | 0 | 0 | 0 | 0 | 0 | 0 | 1997 | not planned | Cella | 40.4568 | -1.248 | FINSA
Spain | ES-74 | Las palmas LNG power station | fossil gas | hydrogen | announced | 0 | 0 | 70 | 0 | 0 | 0 | 0 | 0 | unknown | not planned | Las Palmas de Gran Canaria | 28.1514 | -15.4061 | Totisa Holdings
Sweden | SE-1 | Rya Göteborg power station | fossil gas |  | operating | 250 | 0 | 0 | 0 | 0 | 0 | 0 | 0 | 2006 | not planned | Göteborg | 57.6924 | 11.8905 | Goteborg Energi
Sweden | SE-2 | Heleneholms power station | fossil gas |  | mothballed | 0 | 100 | 0 | 0 | 0 | 0 | 0 | 0 | 1986 | not planned | Heleneholms | 55.578 | 13.0118 | E.ON
Sweden | SE-3 | Lulea power station | fossil gas |  | operating | 100 | 0 | 0 | 0 | 0 | 0 | 0 | 0 | 1982 | not planned | Lulea | 65.5768 | 22.2126 | Lulea Kommunforetag
Sweden | SE-4 | Öresund power station | fossil gas |  | operating | 448 | 0 | 0 | 0 | 0 | 0 | 0 | 0 | 2009 | not planned | Malmö | 55.6261 | 13.0404 | Uniper
Sweden | SE-5 | Göteborg power station | fossil gas | heavy fuel oil | operating | 36 | 0 | 0 | 0 | 0 | 0 | 0 | 0 | 1954 | not planned | Gothenburg | 57.7029 | 11.9546 | Goteborg Energi
Switzerland | CH-1 | Reserve power station Birr | fossil gas |  | mothballed | 0 | 250 | 0 | 0 | 0 | 0 | 0 | 0 | 2023 | 2026 | Birr | 47.4373 | 8.2147 | General Electric
Switzerland | CH-2 | Monthey power station | fossil gas |  | mothballed | 0 | 50 | 0 | 0 | 0 | 0 | 0 | 0 | 2009 | not planned | Monthey | 46.2542 | 6.962 | BASF
Switzerland | CH-3 | Cornaux power station | fossil gas | extra light fuel oil | mothballed | 0 | 36 | 0 | 0 | 0 | 0 | 0 | 0 | 1988 | not planned | Cornaux | 47.0387 | 7.0423 | Group E
Türkiye | TR-1 | Adana power station | fossil gas |  | operating | 131 | 0 | 0 | 0 | 0 | 0 | 0 | 0 | 2001 | not planned | Yolgeçen | 36.9881 | 35.2041 | Hacı Ömer Sabancı.
Türkiye | TR-2 | Aksa Akrilik power station | fossil gas |  | operating | 45 | 0 | 0 | 0 | 0 | 0 | 0 | 0 | unknown | not planned | Çiftlikköy | 40.6893 | 29.4049 | Aksa Akrilik Kimya Sanayii
Türkiye | TR-3 | Aksa Antalya power station | fossil gas |  | operating | 900 | 0 | 0 | 0 | 0 | 0 | 0 | 0 | 2011 | not planned | Selimiye | 37.1203 | 30.6016 | Kazancı
Türkiye | TR-4 | Aliaga Alosbi power station | fossil gas |  | operating | 338 | 0 | 0 | 0 | 0 | 0 | 0 | 0 | 2007 | not planned | Aliaga | 38.8147 | 27.0644 | Cakmaktepe Energy
Türkiye | TR-5 | Aliaga Energy power station | fossil gas |  | operating | 870 | 0 | 0 | 0 | 0 | 0 | 0 | 0 | 2018 | not planned | Bozköy | 38.7422 | 26.9431 | Habaş Enerji
Türkiye | TR-6 | Aliaga EUAS power station | fossil gas |  | operating | 180 | 0 | 0 | 0 | 0 | 0 | 0 | 0 | 2009 | not planned | Aliaga | 38.7987 | 26.945 | Elektrik Üretim
Türkiye | TR-7 | Aliaga Habas power station | fossil gas |  | operating | 294 | 0 | 0 | 0 | 0 | 0 | 0 | 0 | 2002 | not planned | Bozköy | 38.7422 | 26.9431 | Habaş Enerji
Türkiye | TR-8 | Ambarlı A power station | fossil gas |  | operating | 1353 | 0 | 0 | 0 | 0 | 0 | 0 | 0 | 1988 | not planned | Ambarlı | 40.9834 | 28.6921 | Elektrik Üretim
Türkiye | TR-9 | Ambarlı B power station | fossil gas |  | operating | 816 | 0 | 0 | 0 | 0 | 0 | 0 | 0 | 2013 | not planned | Yakuplu | 40.9793 | 28.6994 | Elektrik Üretim
Türkiye | TR-10 | Bandırma power station | fossil gas |  | operating | 1543 | 0 | 0 | 0 | 0 | 0 | 0 | 0 | 2010 | not planned | Bandirma | 40.3083 | 27.7686 | Enerjisa Energy.
Türkiye | TR-11 | Baymina Ankara power station | fossil gas |  | operating | 770 | 0 | 0 | 0 | 0 | 0 | 0 | 0 | 2004 | not planned | Malıköy | 39.7773 | 32.4022 | Palmet Enerji
Türkiye | TR-12 | Bilecik power station | fossil gas |  | operating | 143 | 0 | 0 | 0 | 0 | 0 | 0 | 0 | unknown | not planned | Pazaryeri | 40.0043 | 29.9223 | Yıldızlar SSS
Türkiye | TR-13 | Bilgin Samsun gas power station | fossil gas |  | operating | 890 | 0 | 0 | 0 | 0 | 0 | 0 | 0 | 2013 | not planned | Tekkeköy | 41.1454 | 37.1564 | Bilgin Enerji
Türkiye | TR-14 | Bilkent University power station | fossil gas |  | operating | 37 | 0 | 0 | 0 | 0 | 0 | 0 | 0 | 1993 | not planned | Cankaya | 39.8666 | 32.7563 | Bilkent
Türkiye | TR-15 | Bosen Bursa power station | fossil gas |  | operating | 263 | 0 | 0 | 0 | 0 | 0 | 0 | 0 | 2000 | not planned | Nilüfer | 40.2377 | 28.9534 | Bosen Energy Electricity Generation
Türkiye | TR-16 | Bozüyük power station | fossil gas |  | mothballed | 0 | 132 | 0 | 0 | 0 | 0 | 0 | 0 | 1997 | not planned | Bilecik | 40.1515 | 29.9818 | Akenerji Elektrik Üretim
Türkiye | TR-17 | Bursa - Bis Energi power station | fossil gas |  | mothballed | 0 | 487 | 0 | 0 | 0 | 0 | 0 | 0 | 1999 | not planned | Nilüfer | 40.2394 | 28.9518 | SGM Enerji Sanayi ve Ticaret
Türkiye | TR-18 | Bursa B power station | fossil gas |  | operating | 1432 | 0 | 0 | 0 | 0 | 0 | 0 | 0 | 1998 | not planned | Alaşarköy | 40.2952 | 29.0736 | Elektrik Üretim
Türkiye | TR-19 | Cay power station | fossil gas |  | operating | 143 | 0 | 0 | 0 | 0 | 0 | 0 | 0 | unknown | not planned | Cay | 38.5939 | 31.0434 | Yıldızlar SSS
Türkiye | TR-20 | Cengiz Enerji Samsun power station | fossil gas |  | operating | 849 | 0 | 0 | 0 | 0 | 0 | 0 | 0 | 2010 | not planned | Tekkeköy | 41.2393 | 36.4799 | Cengiz
Türkiye | TR-21 | Cerkezkoy Ugur power station | fossil gas |  | operating | 60 | 0 | 0 | 0 | 0 | 0 | 0 | 0 | 2010 | not planned | Karaağaç | 41.2927 | 27.9563 | Uğur Enerji Üretim Ticaret ve Sanayi
Türkiye | TR-22 | Cigli Ataer power station | fossil gas |  | operating | 125 | 0 | 0 | 0 | 0 | 0 | 0 | 0 | 2010 | not planned | Atatürk | 38.4763 | 27.0286 | Ataer Enerji Elek Uretim
Türkiye | TR-23 | Cine Ales power station | fossil gas |  | operating | 63 | 0 | 0 | 0 | 0 | 0 | 0 | 0 | 2012 | not planned | Yürükler | 37.637 | 27.9748 | Palmet Enerji
Türkiye | TR-24 | Corlu CHP power station | fossil gas |  | mothballed | 0 | 56 | 0 | 0 | 0 | 0 | 0 | 0 | 2007 | not planned | Corlu | 41.138 | 27.8653 | Can
Türkiye | TR-25 | Delta Enerji power station | fossil gas |  | operating | 61 | 0 | 0 | 0 | 0 | 0 | 0 | 0 | 2009 | not planned | Buyukkaristiren | 41.2915 | 27.5613 | Palmet Enerji
Türkiye | TR-26 | Denizli Honaz power station | fossil gas |  | operating | 63 | 0 | 0 | 0 | 0 | 0 | 0 | 0 | 2013 | not planned | Gürleyik | 37.809 | 29.2577 | Acarsoy Enerji
Türkiye | TR-27 | Denizli Saraykoy power station | fossil gas |  | operating | 206 | 0 | 0 | 0 | 0 | 0 | 0 | 0 | 2013 | not planned | Sarayköy | 37.9136 | 28.9048 | AGE Group
Türkiye | TR-28 | Enka Adapazarı power station | fossil gas |  | operating | 820 | 0 | 0 | 0 | 0 | 0 | 0 | 0 | 2002 | not planned | Taşkısığı | 40.866 | 30.3873 | Enka Elektrik
Türkiye | TR-29 | Enka Gebze power station | fossil gas |  | operating | 1600 | 0 | 0 | 0 | 0 | 0 | 0 | 0 | 2002 | not planned | Taşkısığı | 40.8671 | 30.3876 | Enka Elektrik
Türkiye | TR-30 | Enka İzmir power station | fossil gas |  | operating | 1580 | 0 | 0 | 0 | 0 | 0 | 0 | 0 | 2003 | not planned | Horozgediği | 38.7467 | 26.9563 | Enka Elektrik
Türkiye | TR-31 | Erzin power station | fossil gas |  | operating | 904 | 0 | 0 | 0 | 0 | 0 | 0 | 0 | 2014 | not planned | Aşağıburnaz | 36.9271 | 36.0534 | Akenerji Elektrik Üretim
Türkiye | TR-32 | Esenyurt power station | fossil gas |  | operating | 180 | 0 | 0 | 0 | 0 | 0 | 0 | 0 | 1999 | not planned | Esenyurt | 41.0652 | 28.6682 | Elektrik Üretim
Türkiye | TR-33 | Eskisehir Endustriyel power station | fossil gas |  | operating | 55.5 | 0 | 0 | 0 | 0 | 0 | 0 | 0 | 1998 | not planned | Odunpazarı | 39.7566 | 30.6222 | Eskişehir Endüstriyel Enerji
Türkiye | TR-34 | Gaziantip Industrial power station | fossil gas |  | mothballed | 0 | 110 | 0 | 0 | 0 | 0 | 0 | 0 | 2010 | not planned | Baglabarsi | 36.9957 | 37.3841 | Gaziantep Organize Sanayi Bolgesi
Türkiye | TR-35 | Gebze Dilovasi power station | fossil gas |  | operating | 253 | 0 | 0 | 0 | 0 | 0 | 0 | 0 | 2017 | not planned | Dilovası | 40.8015 | 29.5518 | Çolakoğlu Metalürji
Türkiye | TR-36 | Gebze Yeni power station | fossil gas |  | operating | 865 | 0 | 0 | 0 | 0 | 0 | 0 | 0 | 2013 | not planned | Dilovası | 40.8165 | 29.5732 | Unit Investment
Türkiye | TR-37 | Gediz power station | fossil gas |  | operating | 57 | 0 | 0 | 0 | 0 | 0 | 0 | 0 | 2013 | not planned | Gediz | 38.9652 | 29.3653 | HG Enerji
Türkiye | TR-38 | Hamitabat power station | fossil gas |  | operating | 1220 | 0 | 0 | 0 | 0 | 0 | 0 | 0 | 2017 | not planned | Tatarköy | 41.4827 | 27.3366 | Limak Energy
Türkiye | TR-39 | Hereke Cement Works power station | fossil gas |  | mothballed | 0 | 158 | 0 | 0 | 0 | 0 | 0 | 0 | 1999 | not planned | Hereke | 40.782 | 29.6025 | Nuh Çimento Sanayi.
Türkiye | TR-40 | İç Anadolu power station | fossil gas |  | operating | 870 | 0 | 0 | 0 | 0 | 0 | 0 | 0 | 2016 | not planned | Doğanay | 39.7575 | 33.448 | SOCAR
Türkiye | TR-41 | Izmir Cement Factory power station | fossil gas |  | operating | 45 | 0 | 0 | 0 | 0 | 0 | 0 | 0 | 2011 | not planned | Izmir | 38.4267 | 27.2169 | Baticim
Türkiye | TR-42 | Izmir Refinery power station | fossil gas |  | operating | 82 | 0 | 0 | 0 | 0 | 0 | 0 | 0 | 2007 | not planned | Kocaeli | 40.7633 | 29.7624 | Koç
Türkiye | TR-43 | Izmit Refinery power station | fossil gas |  | operating | 120 | 0 | 0 | 0 | 0 | 0 | 0 | 0 | 2014 | not planned | Izmit | 40.7477 | 29.7717 | Koç
Türkiye | TR-44 | İzmit-Köseköy power station | fossil gas |  | operating | 157 | 0 | 0 | 0 | 0 | 0 | 0 | 0 | 2009 | not planned | İzmit | 40.773 | 29.947 | Koç
Türkiye | TR-45 | Karadeniz Ereğli Zonguldak power station | fossil gas |  | operating | 191 | 0 | 0 | 0 | 0 | 0 | 0 | 0 | 1996 | not planned | Ereğli | 41.2615 | 31.4201 | Erdemir
Türkiye | TR-46 | Kazan Soda Elektrik power station | fossil gas |  | operating | 380 | 0 | 0 | 0 | 0 | 0 | 0 | 0 | 2018 | not planned | İncirlik | 40.1049 | 32.5012 | Ciner Group
Türkiye | TR-47 | Kentsa power station | fossil gas |  | operating | 40 | 0 | 0 | 0 | 0 | 0 | 0 | 0 | 1997 | not planned | Izmit | 40.764 | 29.9901 | Hacı Ömer Sabancı.
Türkiye | TR-48 | Kırkgöz power station | fossil gas |  | operating | 100 | 0 | 0 | 0 | 0 | 0 | 0 | 0 | 2014 | not planned | Kırkgöz | 41.2362 | 27.6904 | Eren
Türkiye | TR-49 | Kırklareli Alarko power station | fossil gas |  | operating | 82 | 0 | 0 | 0 | 0 | 0 | 0 | 0 | 2010 | not planned | Merkez | 41.7781 | 27.1921 | Alarko
Türkiye | TR-50 | Kirklareli power station | fossil gas |  | construction | 0 | 0 | 0 | 0 | 890 | 0 | 0 | 0 | 2025 | not planned | Kirklareli | 41.7565 | 27.214 | Enka Elektrik
Türkiye | TR-51 | Kirsehir Kanyon power station | fossil gas |  | cancelled | 0 | 0 | 0 | 0 | 0 | 0 | 600 | 0 | [not relevant] | [not relevant] | Kirsehir | 39.1337 | 34.1505 | Kanyon Yenilenenilir Enerji
Türkiye | TR-52 | Kiyikoy power station | fossil gas |  | cancelled | 0 | 0 | 0 | 0 | 0 | 0 | 1176 | 0 | [not relevant] | [not relevant] | Kıyıköy | 41.6386 | 28.0905 | Zorlu
Türkiye | TR-53 | Luleburgaz Zorlu power station | fossil gas |  | operating | 133 | 0 | 0 | 0 | 0 | 0 | 0 | 0 | 2010 | not planned | Buyukkaristiren | 41.2775 | 27.5882 | Zorlu
Türkiye | TR-54 | Manisa OSB cogeneration power station | fossil gas |  | operating | 140 | 0 | 0 | 0 | 0 | 0 | 0 | 0 | 2005 | not planned | Keçiliköy Osb | 38.6169 | 27.3446 | MOSB
Türkiye | TR-55 | Marmara Çebi power station | fossil gas |  | operating | 65 | 0 | 0 | 0 | 0 | 0 | 0 | 0 | 2003 | not planned | Üsküdar | 41.0201 | 29.0461 | Kaptan Group
Türkiye | TR-56 | Marmara Pamuklu power station | fossil gas |  | operating | 70 | 0 | 0 | 0 | 0 | 0 | 0 | 0 | 2005 | not planned | Balikesir | 39.6167 | 27.8822 | Marmara Enerji
Türkiye | TR-57 | Mersin Camis power station | fossil gas |  | operating | 250 | 0 | 0 | 0 | 0 | 0 | 0 | 0 | 2006 | not planned | Akdeniz | 36.8145 | 34.735 | Türkiye İş Bankasi Anonim Şirketi
Türkiye | TR-58 | Mersin power station | fossil gas |  | operating | 65 | 0 | 0 | 0 | 0 | 0 | 0 | 0 | 2011 | not planned | Akdeniz | 36.8681 | 34.7549 | Hacı Ömer Sabancı.
Türkiye | TR-59 | Mersin Soda Sanayi power station | fossil gas |  | operating | 135 | 0 | 0 | 0 | 0 | 0 | 0 | 0 | 2014 | not planned | Mersin | 36.809 | 34.7059 | Şişecam Enerji
Türkiye | TR-60 | Odas power station | fossil gas |  | operating | 140 | 0 | 0 | 0 | 0 | 0 | 0 | 0 | 2011 | not planned | Sanliurfa | 37.1951 | 38.8885 | Mekel Enerji
Türkiye | TR-61 | OSTIM Industrial Zone power station | fossil gas |  | mothballed | 0 | 41 | 0 | 0 | 0 | 0 | 0 | 0 | 2004 | not planned | Yenimahalle | 39.9691 | 32.7488 | Aydiner Insaat AS
Türkiye | TR-62 | Pancar power station | fossil gas |  | operating | 40 | 0 | 0 | 0 | 0 | 0 | 0 | 0 | 2014 | not planned | Torbali | 38.2132 | 27.2497 | Pancar Elektrik
Türkiye | TR-63 | Petkim power station | fossil gas |  | operating | 226 | 0 | 0 | 0 | 0 | 0 | 0 | 0 | 2003 | not planned | Aliaga | 38.8045 | 26.9263 | Petkim Petrokimya.
Türkiye | TR-64 | Şanlıurfa OSB power station | fossil gas |  | operating | 147 | 0 | 0 | 0 | 0 | 0 | 0 | 0 | 2011 | not planned | Sanliurfa | 37.1103 | 38.652 | Kazancı
Türkiye | TR-65 | Taha power station | fossil gas |  | operating | 136 | 0 | 0 | 0 | 0 | 0 | 0 | 0 | 2017 | not planned | Mardin | 37.3119 | 40.733 | Egemen Group
Türkiye | TR-66 | Tekirdag CHP power station | fossil gas |  | operating | 48 | 0 | 0 | 0 | 0 | 0 | 0 | 0 | 2010 | not planned | Tekirdağ | 41.0006 | 27.5054 | Can
Türkiye | TR-67 | Tekirdağ power station | fossil gas |  | operating | 958 | 0 | 0 | 0 | 0 | 0 | 0 | 0 | 1999 | not planned | Tekirdağ | 41.0072 | 27.9736 | Elektrik Üretim
Türkiye | TR-68 | Tire power station | fossil gas |  | mothballed | 0 | 58 | 0 | 0 | 0 | 0 | 0 | 0 | 2004 | not planned | Tire | 38.1248 | 27.7085 | Enda Enerji
Türkiye | TR-70 | Turcas Denizli Doğalgaz S. power station | fossil gas |  | operating | 797 | 0 | 0 | 0 | 0 | 0 | 0 | 0 | 2013 | not planned | Kaklık | 37.8504 | 29.4152 | RWE,Turcas Petrol
Türkiye | TR-71 | Usak power station | fossil gas |  | operating | 35 | 0 | 0 | 0 | 0 | 0 | 0 | 0 | 1995 | not planned | Usak | 38.6267 | 29.4751 | Sonmez Elektrik Uretim Sanayi Vetic
Türkiye | TR-72 | Van CCGE power station | fossil gas |  | mothballed | 0 | 115 | 0 | 0 | 0 | 0 | 0 | 0 | 2010 | not planned | Van | 38.5737 | 43.3119 | Kazancı
Türkiye | TR-73 | Yahsihan power station | fossil gas |  | operating | 927 | 0 | 0 | 0 | 0 | 0 | 0 | 0 | 2017 | not planned | Kırıkkale | 39.842 | 33.488 | ACWA Power,Samsung
Türkiye | TR-74 | Yesilyurt power station | fossil gas |  | operating | 234 | 0 | 0 | 0 | 0 | 0 | 0 | 0 | 2013 | not planned | Samsun | 41.2363 | 36.4416 | Yesilyurt Enerji
Türkiye | TR-75 | Cemdağ Akhisar power station | fossil gas |  | operating | 89 | 0 | 0 | 0 | 0 | 0 | 0 | 0 | 2014 | not planned | Akhisar | 38.9071 | 27.8388 | Cemdag Aydinlatma Sanayi Ve Ticaret
Türkiye | TR-76 | Çolakoğlu-1 power station | fossil gas |  | operating | 123 | 0 | 0 | 0 | 0 | 0 | 0 | 0 | 2014 | not planned | Dilovasi | 40.7774 | 29.5321 | Çolakoğlu Metalürji
Ukraine | UA-1 | Severodonetsk CHP power station | fossil gas | fuel oil | operating | 50 | 220 | 0 | 0 | 0 | 0 | 0 | 0 | 1963 | not planned | Severodonetsk | 48.9374 | 38.4532 | Naftogaz NJSC
Ukraine | UA-2 | Vuhlehirska TPP power station | fossil gas | fuel oil | mothballed | 0 | 2400 | 0 | 0 | 0 | 0 | 0 | 0 | 1975 | not planned | Luhanske | 48.465 | 38.2022 | Centrenergo
Ukraine | UA-3 | Trypilska TPP power station | fossil gas | fuel oil | operating | 600 | 0 | 0 | 0 | 0 | 0 | 0 | 0 | 1971 | not planned | Ukrainka | 50.1342 | 30.747 | Centrenergo
Ukraine | UA-4 | Zaporizhzhia TPP power station | fossil gas | fuel oil | operating | 1600 | 800 | 0 | 0 | 0 | 0 | 0 | 0 | 1975 | not planned | Enerhodar | 47.5072 | 34.6276 | DTEK Energy
Ukraine | UA-5 | Kyiv CHP-6 power station | fossil gas | fuel oil | operating | 500 | 0 | 0 | 0 | 250 | 0 | 0 | 0 | 1982 | not planned | Troieschyna | 50.5317 | 30.6623 | Kyivteploenergo
Ukraine | UA-7 | Kharkiv CHP-5 power station | fossil gas | fuel oil | operating | 540 | 0 | 0 | 0 | 0 | 0 | 0 | 0 | 1979 | not planned | Podvirky | 49.9704 | 36.1072 | Kharkiv CHP-5
Ukraine | UA-10 | Saky CHP power station | fossil gas |  | operating | 58.5 | 0 | 0 | 0 | 59.4 | 0 | 0 | 0 | 2018 | not planned | Saky | 45.1366 | 33.5534 | KrymTETs
Ukraine | UA-11 | Simferopol CHP power station | fossil gas | heavy fuel oil | operating | 86 | 0 | 0 | 0 | 0 | 0 | 0 | 0 | 1958 | not planned | Simferopol | 45.0129 | 34.0359 | KrymTETs
Ukraine | UA-12 | Kyiv CHP-5 power station | fossil gas | fuel oil | operating | 700 | 0 | 0 | 0 | 0 | 0 | 0 | 0 | 1971 | not planned | Kyiv | 50.3932 | 30.5695 | Kyivteploenergo
Ukraine | UA-14 | Izmail power station | fossil gas |  | announced | 0 | 0 | 260 | 0 | 0 | 0 | 0 | 0 | unknown | not planned | Izmail | 45.3565 | 28.8632 | Kazancı
Ukraine | UA-16 | Kremenchuk CHP power station | fossil gas |  | mothballed | 0 | 255 | 0 | 0 | 0 | 0 | 0 | 0 | 1965 | not planned | Kremenchuk | 49.1708 | 33.4474 | Poltavaoblenergo
Ukraine | UA-17 | Shostka CHP power station | fossil gas |  | operating | 114 | 0 | 0 | 0 | 0 | 0 | 0 | 0 | 1962 | not planned | Shostka | 51.8828 | 33.4603 | Shp Kharkivenerhoremont
Ukraine | UA-18 | Bila Tserkva CHP power station | fossil gas | heavy fuel oil | operating | 120 | 0 | 0 | 0 | 0 | 0 | 0 | 0 | 1971 | not planned | Bila Tserkva | 49.797 | 30.1833 | Bilotserkivska TPP
Ukraine | UA-19 | Chernihiv power station | fossil gas | coal | operating | 220 | 0 | 0 | 0 | 0 | 0 | 0 | 0 | 1964 | not planned | Chernihiv | 51.455 | 31.2602 | Teplokomunenergo
United Kingdom | UK-1 | Baglan Bay power station | fossil gas |  | retired | 0 | 0 | 0 | 0 | 0 | 0 | 0 | 552 | 2002 | 2023 | Baglan Bay | 51.6155 | -3.8346 | Macquarie Group
United Kingdom | UK-2 | Ballylumford CCGT | fossil gas |  | operating | 610 | 0 | 0 | 0 | 0 | 0 | 0 | 0 | 2003 | not planned | Ballylumford | 54.845 | -5.786 | EP Group
United Kingdom | UK-3 | Blackburn Mill power station | fossil gas |  | operating | 60 | 0 | 0 | 0 | 0 | 0 | 0 | 0 | 2002 | not planned | Blackburn | 53.7182 | -2.5372 | Vitol
United Kingdom | UK-5 | Seabank power station | fossil gas |  | operating | 1140 | 0 | 0 | 0 | 0 | 0 | 0 | 0 | 2000 | not planned | Bristol | 51.5392 | -2.67 | SSE,CK Infrastructure,Power Assets
United Kingdom | UK-6 | Carrington ESB power station | fossil gas |  | operating | 910 | 0 | 0 | 0 | 0 | 0 | 0 | 0 | 2016 | not planned | Carrington | 53.4359 | -2.4108 | ESB
United Kingdom | UK-7 | Corby Power Station | fossil gas |  | operating | 352 | 0 | 330 | 0 | 0 | 0 | 0 | 0 | 1994 | not planned | Corby | 52.5104 | -0.6814 | EP Group
United Kingdom | UK-8 | Coryton power station | fossil gas |  | operating | 800 | 0 | 0 | 0 | 77 | 0 | 0 | 0 | 2002 | not planned | Coryton | 51.5119 | 0.5079 | Sev.en Global Investments
United Kingdom | UK-9 | Coolkeeragh power station | fossil gas |  | operating | 413 | 0 | 0 | 0 | 0 | 0 | 0 | 0 | 2004 | not planned | Derry | 55.0437 | -7.2487 | ESB
United Kingdom | UK-10 | Enfield power station | fossil gas |  | operating | 408 | 0 | 0 | 0 | 0 | 0 | 0 | 0 | 1999 | not planned | Enfield | 51.6625 | -0.02248 | Uniper
United Kingdom | UK-11 | Great Yarmouth power station | fossil gas |  | operating | 420 | 0 | 0 | 0 | 0 | 0 | 0 | 0 | 2001 | not planned | Great Yarmouth | 52.584 | 1.7338 | RWE
United Kingdom | UK-12 | Rye House power station | fossil gas |  | operating | 715 | 0 | 0 | 0 | 0 | 0 | 0 | 0 | 1993 | not planned | Hoddesdon | 51.7632 | 0.00974 | Vitol
United Kingdom | UK-13 | Hythe power station | fossil gas |  | operating | 53 | 0 | 0 | 0 | 0 | 0 | 0 | 0 | 2005 | not planned | Holbury | 50.8504 | -1.3815 | RWE
United Kingdom | UK-14 | Damhead Creek power station | fossil gas |  | operating | 805 | 0 | 1800 | 0 | 0 | 0 | 0 | 0 | 2001 | not planned | Hoo St Werburgh | 51.4249 | 0.60143 | Vitol
United Kingdom | UK-15 | Saltend power station | fossil gas |  | operating | 1200 | 0 | 0 | 0 | 0 | 0 | 0 | 0 | 2000 | not planned | Hull | 53.7354 | -0.24315 | Equinor,SSE
United Kingdom | UK-16 | Immingham power station | fossil gas |  | operating | 1330 | 0 | 0 | 0 | 0 | 0 | 0 | 0 | 2004 | not planned | Immingham | 53.6378 | -0.23674 | Vitol
United Kingdom | UK-17 | Killingholme power station | fossil gas |  | operating | 622 | 0 | 0 | 0 | 0 | 0 | 0 | 0 | 1992 | not planned | Immingham | 53.6536 | -0.25665 | Uniper
United Kingdom | UK-18 | Grain power station | fossil gas |  | operating | 1365 | 0 | 0 | 0 | 0 | 0 | 0 | 0 | 2011 | not planned | Isle of Grain | 51.443 | 0.70782 | Uniper
United Kingdom | UK-19 | Wilton International power station | fossil gas | oil | operating | 120 | 0 | 0 | 0 | 0 | 0 | 0 | 0 | 1952 | not planned | Middleborough | 54.5882 | -1.1026 | Sembcorp Industries
United Kingdom | UK-20 | Staythorpe C power station | fossil gas |  | operating | 1772 | 0 | 0 | 0 | 0 | 0 | 0 | 0 | 2011 | not planned | Newark | 53.0737 | -0.85901 | RWE
United Kingdom | UK-21 | Severn power station | fossil gas |  | operating | 850 | 0 | 0 | 0 | 0 | 0 | 0 | 0 | 2010 | not planned | Newport | 51.5475 | -2.975 | Severn Power Holdings
United Kingdom | UK-22 | Pembroke power station | fossil gas |  | operating | 2181 | 0 | 0 | 0 | 0 | 0 | 0 | 0 | 2012 | not planned | Pembroke | 51.6844 | -4.9967 | RWE
United Kingdom | UK-23 | Peterborough power station | fossil gas |  | operating | 294 | 0 | 0 | 0 | 0 | 0 | 0 | 0 | 1993 | not planned | Peterborough | 52.5769 | -0.204 | Rockland Capital
United Kingdom | UK-24 | Peterhead power station | fossil gas |  | operating | 1180 | 660 | 0 | 910 | 0 | 0 | 0 | 0 | 1980 | not planned | Peterhead | 57.4772 | -1.7889 | SSE,Equinor
United Kingdom | UK-25 | Burghfield power station | fossil gas |  | operating | 45 | 0 | 0 | 0 | 0 | 0 | 0 | 0 | 1998 | not planned | Reading | 51.4294 | -1.0033 | SSE
United Kingdom | UK-26 | Cottam Development Centre | fossil gas |  | operating | 445 | 0 | 0 | 0 | 0 | 0 | 0 | 0 | 1998 | not planned | Retford | 53.3051 | -0.78582 | Uniper
United Kingdom | UK-27 | West Burton B power station | fossil gas |  | operating | 1332 | 0 | 0 | 0 | 0 | 0 | 0 | 0 | 2013 | not planned | Retford | 53.3622 | -0.80759 | EP Group,TotalEnergies
United Kingdom | UK-28 | West Burton C power station | fossil gas |  | pre-construction | 0 | 0 | 0 | 299 | 0 | 0 | 0 | 0 | 2025 | not planned | Retford | 53.3622 | -0.80759 | EDF
United Kingdom | UK-29 | Medway power station | fossil gas |  | operating | 755 | 0 | 0 | 0 | 0 | 0 | 0 | 0 | 1995 | not planned | Rochester | 51.4396 | 0.68939 | SSE
United Kingdom | UK-30 | Rocksavage power station | fossil gas |  | operating | 810 | 0 | 0 | 0 | 0 | 0 | 0 | 0 | 1998 | not planned | Runcorn | 53.3152 | -2.7228 | Sev.en Global Investments
United Kingdom | UK-31 | King's Lynn power station | fossil gas |  | operating | 382 | 0 | 0 | 0 | 0 | 0 | 0 | 0 | 2019 | not planned | Saddlebow | 52.7278 | 0.37975 | RWE
United Kingdom | UK-32 | Keadby 1 power station | fossil gas |  | operating | 735 | 0 | 0 | 0 | 0 | 0 | 0 | 0 | 1996 | not planned | Scunthorpe | 53.5944 | -0.75044 | SSE
United Kingdom | UK-33 | Keadby 2 power station | fossil gas |  | operating | 893 | 0 | 0 | 0 | 0 | 0 | 0 | 0 | 2023 | not planned | Scunthorpe | 53.5944 | -0.75044 | SSE
United Kingdom | UK-34 | Keadby 3 power station | fossil gas |  | pre-construction | 0 | 0 | 0 | 910 | 0 | 0 | 0 | 0 | 2027 | not planned | Scunthorpe | 53.5944 | -0.75044 | SSE,Equinor
United Kingdom | UK-35 | Fellside CHP power station | fossil gas |  | operating | 155 | 0 | 0 | 0 | 0 | 0 | 0 | 0 | 1995 | not planned | Sellafield | 54.4184 | -3.4883 | Nuclear Decommissioning Authority
United Kingdom | UK-36 | Marchwood power station | fossil gas |  | operating | 840 | 0 | 0 | 0 | 0 | 0 | 0 | 0 | 2009 | not planned | Southampton | 50.898 | -1.4375 | SSE,Munich Re
United Kingdom | UK-37 | Shoreham power station | fossil gas |  | operating | 420 | 0 | 0 | 0 | 0 | 0 | 0 | 0 | 2000 | not planned | Southwick | 50.8299 | -0.23144 | Vitol
United Kingdom | UK-38 | Spalding Energy Expansion power station | fossil gas |  | operating | 300 | 0 | 0 | 0 | 0 | 0 | 0 | 0 | 2019 | not planned | Spalding | 52.8072 | -0.13334 | Sev.en Global Investments
United Kingdom | UK-39 | Spalding power station | fossil gas |  | operating | 950 | 0 | 0 | 0 | 0 | 0 | 0 | 0 | 2004 | not planned | Spalding | 52.8072 | -0.13334 | Sev.en Global Investments
United Kingdom | UK-40 | Little Barford power station | fossil gas |  | operating | 735 | 0 | 0 | 0 | 0 | 0 | 0 | 0 | 1995 | not planned | St. Neots | 52.2053 | -0.2668 | RWE
United Kingdom | UK-41 | South Humber Bank power station | fossil gas |  | operating | 1390 | 0 | 0 | 0 | 0 | 0 | 0 | 0 | 1997 | not planned | Stallingborough | 53.6008 | -0.14462 | EP Group
United Kingdom | UK-42 | Sutton Bridge Power Station | fossil gas |  | operating | 819 | 0 | 0 | 0 | 0 | 0 | 0 | 0 | 1999 | not planned | Sutton Bridge | 52.7571 | 0.1919 | Sutton Bridge Holdings
United Kingdom | UK-43 | Didcot B power station | fossil gas |  | operating | 1490 | 0 | 0 | 0 | 0 | 0 | 0 | 0 | 1997 | not planned | Sutton Courtenay | 51.6246 | -1.2683 | RWE
United Kingdom | UK-44 | Chickerell power station | fossil gas |  | operating | 45 | 0 | 0 | 0 | 0 | 0 | 0 | 0 | 1999 | not planned | Weymouth | 50.6236 | -2.4891 | SSE
United Kingdom | UK-45 | Langage power station | fossil gas |  | operating | 905 | 0 | 0 | 0 | 0 | 0 | 0 | 0 | 2010 | not planned |  | 50.3878 | -4.011 | EP Group
United Kingdom | UK-47 | Bury St Edmunds Sugar Factory power station | fossil gas |  | operating | 77 | 0 | 0 | 0 | 0 | 0 | 0 | 0 | 1999 | not planned | Bury St Edmunds | 52.2557 | 0.72592 | Wittington Investments
United Kingdom | UK-48 | Carrington power station | fossil gas |  | operating | 40.5 | 0 | 0 | 0 | 0 | 0 | 0 | 0 | 2024 | not planned | Carrington | 53.4377 | -2.4101 | Tiger Infrastructure Partners
United Kingdom | UK-49 | Cheshire power station | fossil gas |  | operating | 40 | 0 | 0 | 0 | 20 | 0 | 0 | 0 | 2000 | not planned | Ellesmere Port | 53.303 | -2.9241 | RWE
United Kingdom | UK-50 | Connah's Quay power station | fossil gas |  | operating | 1380 | 0 | 0 | 1100 | 0 | 0 | 0 | 0 | 1996 | not planned | Connah's Quay | 53.2317 | -3.0815 | Uniper
United Kingdom | UK-53 | Creyke Beck power station | fossil gas |  | operating | 50 | 0 | 0 | 0 | 0 | 0 | 0 | 0 | 2017 | not planned | Cottingham | 53.7976 | -0.41791 | EQT Infrastructure
United Kingdom | UK-54 | Croydon power station | fossil gas |  | operating | 50 | 0 | 0 | 0 | 0 | 0 | 0 | 0 | 1924 | not planned | Croydon | 51.3765 | -0.11622 | Rockland Capital
United Kingdom | UK-55 | Deeside power station | fossil gas |  | construction | 0 | 0 | 0 | 0 | 49 | 0 | 0 | 0 | unknown | not planned | Deeside | 53.2332 | -3.0526 | Equinor,SSE
United Kingdom | UK-56 | Derby power station | fossil gas |  | operating | 58 | 0 | 0 | 0 | 0 | 0 | 0 | 0 | unknown | not planned | Derby | 52.8841 | -1.4641 | Rockland Capital
United Kingdom | UK-57 | Didcot power station | fossil gas |  | operating | 100 | 0 | 0 | 0 | 0 | 0 | 0 | 0 | 1972 | 2024 | Didcot | 51.6246 | -1.2683 | RWE
United Kingdom | UK-58 | Drax power station | fossil gas |  | operating | 96 | 0 | 0 | 0 | 0 | 0 | 0 | 0 | 1971 | not planned | Drax | 53.7372 | -0.99902 | Drax Group
United Kingdom | UK-59 | Exeter power station | fossil gas |  | operating | 50 | 0 | 0 | 0 | 0 | 0 | 0 | 0 | unknown | not planned | Exeter | 50.7065 | -3.5243 | Rockland Capital
United Kingdom | UK-60 | Fawley Refinery power station | fossil gas |  | operating | 125 | 0 | 0 | 0 | 0 | 0 | 0 | 0 | 1985 | not planned | Fawley | 50.8334 | -1.3697 | Exxon Mobil
United Kingdom | UK-61 | Ferrybridge-C power station | fossil gas |  | pre-construction | 0 | 0 | 0 | 1200 | 0 | 0 | 0 | 0 | unknown | not planned | Knottingley | 53.7156 | -1.2806 | SSE
United Kingdom | UK-62 | Gibraltar's Rock power station | fossil gas |  | operating | 86 | 0 | 0 | 0 | 0 | 0 | 0 | 0 | 2018 | not planned | Gibraltar | 36.1297 | -5.354 | Shell
United Kingdom | UK-63 | Glanford Brigg IC power station | fossil gas |  | operating | 100 | 0 | 0 | 0 | 0 | 0 | 0 | 0 | 2018 | not planned | Brigg | 53.5411 | -0.5055 | Centrica
United Kingdom | UK-64 | Grangemouth power station | fossil gas |  | operating | 145 | 0 | 0 | 0 | 0 | 35 | 0 | 0 | 2001 | not planned | Grangemouth | 56.011 | -3.6951 | Ineos Group
United Kingdom | UK-65 | Grimsby power station | fossil gas |  | operating | 40 | 0 | 0 | 0 | 0 | 0 | 0 | 0 | 2018 | not planned | Grimsby | 53.5828 | -0.10984 | RWE
United Kingdom | UK-66 | Heartlands power station | fossil gas |  | operating | 100 | 0 | 0 | 0 | 0 | 0 | 0 | 0 | 1999 | not planned | Birmingham | 52.5102 | -1.8083 | Rockland Capital
United Kingdom | UK-67 | Hirwaun power station | fossil gas |  | construction | 0 | 0 | 0 | 0 | 299 | 0 | 0 | 0 | 2024 | not planned | Hirwaun | 51.7447 | -3.541 | Drax Group
United Kingdom | UK-68 | Immingham B power station | fossil gas |  | construction | 0 | 0 | 0 | 0 | 299 | 0 | 0 | 0 | 2026 | not planned | Immingham | 53.6378 | -0.23674 | Vitol
United Kingdom | UK-69 | Indian Queens power station | fossil gas |  | operating | 140 | 0 | 0 | 0 | 0 | 0 | 0 | 0 | 1996 | not planned | Saint Austell | 50.3981 | -4.8992 | Equinor,SSE
United Kingdom | UK-70 | Keadby power station | fossil gas |  | operating | 30 | 0 | 0 | 0 | 0 | 0 | 0 | 0 | 1996 | not planned | Scunthorpe | 53.5944 | -0.75044 | SSE
United Kingdom | UK-71 | Kemsley Paper Mill power station | fossil gas |  | operating | 73 | 0 | 0 | 0 | 0 | 0 | 0 | 0 | 2022 | not planned | Kemsley - Sittingbourne | 51.3641 | 0.75656 | DS Smith
United Kingdom | UK-72 | Kilroot power station | fossil gas |  | operating | 844 | 0 | 0 | 0 | 0 | 0 | 0 | 0 | 2009 | not planned | Carrickfergus | 54.725 | -5.767 | EP Group
United Kingdom | UK-73 | King's Lynn B power station | fossil gas |  | shelved | 0 | 0 | 0 | 0 | 0 | 1700 | 0 | 0 | 2024 | not planned | Saddlebow | 52.7162 | 0.37915 | EP Group
United Kingdom | UK-74 | Lemington power station | fossil gas |  | pre-construction | 0 | 0 | 0 | 50 | 0 | 0 | 0 | 0 | 2024 | not planned | Newcastle | 54.9726 | -1.7143 | Carlton Power
United Kingdom | UK-75 | Lindsey refinery power station | fossil gas |  | operating | 38 | 0 | 0 | 0 | 0 | 0 | 0 | 0 | 1997 | not planned | North Killingholm | 53.6406 | -0.25782 | RWE
United Kingdom | UK-76 | Macclesfield Zenca power station | fossil gas |  | operating | 23 | 0 | 0 | 0 | 0 | 0 | 0 | 0 | 2001 | not planned | Macclesfield | 53.2755 | -2.1101 | AstraZeneca
United Kingdom | UK-77 | Millbrook power station | fossil gas |  | pre-construction | 0 | 0 | 0 | 299 | 0 | 0 | 0 | 0 | 2024 | not planned | Stewartby | 52.0704 | -0.51482 | Drax Group
United Kingdom | UK-78 | Palm mill power station | fossil gas |  | operating | 45 | 0 | 0 | 0 | 0 | 0 | 0 | 0 | 2018 | not planned | King's Lynn | 52.7335 | 0.38553 | Palm Group
United Kingdom | UK-79 | Eggborough power station | fossil gas |  | pre-construction | 0 | 0 | 0 | 1700 | 0 | 0 | 0 | 0 | 2026 | not planned | Eggborough | 53.7118 | -1.1253 | EP Group
United Kingdom | UK-80 | Port Of Liverpool power station | fossil gas |  | operating | 30 | 0 | 0 | 0 | 0 | 0 | 0 | 0 | 2004 | not planned | Liverpool | 53.4522 | -3.0083 | E.ON
United Kingdom | UK-81 | Port Talbot Steelworks power station | fossil gas |  | operating | 30 | 0 | 0 | 0 | 0 | 0 | 0 | 0 | 2021 | not planned | Port Talbot | 51.5679 | -3.759 | Tata Power Co
United Kingdom | UK-82 | Redditch power station | fossil gas |  | operating | 20 | 0 | 0 | 0 | 0 | 0 | 0 | 0 | 2024 | not planned | Redditch | 52.3053 | -1.9414 | Centrica
United Kingdom | UK-83 | Saica Paper Mill power station | fossil gas |  | operating | 35 | 0 | 0 | 0 | 0 | 0 | 0 | 0 | 2013 | not planned | Partington | 53.426 | -2.4154 | Saica
United Kingdom | UK-84 | Saltholme North power station | fossil gas |  | operating | 50 | 0 | 0 | 0 | 0 | 0 | 0 | 0 | 2021 | not planned | Saltholme | 54.6076 | -1.2428 | EQT Infrastructure
United Kingdom | UK-85 | Saltholme South power station | fossil gas |  | operating | 50 | 0 | 0 | 0 | 0 | 0 | 0 | 0 | 2021 | not planned | Saltholme | 54.6076 | -1.2428 | EQT Infrastructure
United Kingdom | UK-86 | Seal Sands power station | fossil gas |  | operating | 55 | 0 | 0 | 0 | 0 | 0 | 0 | 0 | 1999 | not planned | Stockton | 54.6102 | -1.17 | RWE
United Kingdom | UK-87 | Smurfit Townsend Hook power station | fossil gas |  | operating | 53 | 0 | 0 | 0 | 0 | 0 | 0 | 0 | 2018 | not planned | Snodland | 51.3288 | 0.45111 | Smurfit Kappa Group
United Kingdom | UK-89 | Stallingborough power station | fossil gas |  | pre-construction | 0 | 0 | 0 | 800 | 0 | 0 | 0 | 0 | 2035 | not planned | Stallingborough | 53.5514 | -0.01681 | RWE
United Kingdom | UK-90 | Tees Combined-Cycle Power Station | fossil gas |  | pre-construction | 0 | 0 | 0 | 1700 | 0 | 0 | 0 | 0 | 2024 | not planned | Grangetown - Redcar & Cleveland | 54.5808 | -1.1442 | Sembcorp Industries
United Kingdom | UK-91 | Thornhill power station | fossil gas |  | operating | 40 | 0 | 0 | 0 | 0 | 0 | 0 | 0 | 1998 | not planned | Dewsbury | 53.6771 | -1.655 | Rockland Capital
United Kingdom | UK-92 | Thurrock Flexible power station | fossil gas |  | construction | 0 | 0 | 0 | 0 | 450 | 0 | 0 | 0 | 2026 | not planned | Tilbury | 51.4642 | 0.3639 | EQT Infrastructure
United Kingdom | UK-93 | Valero Pembroke power station | fossil gas |  | operating | 45 | 0 | 0 | 0 | 0 | 0 | 0 | 0 | 2021 | not planned | Pembroke | 51.6835 | -5.0292 | Valero Energy Corp
United Kingdom | UK-94 | Viking power station | fossil gas |  | operating | 50 | 0 | 0 | 0 | 0 | 0 | 0 | 0 | 1997 | not planned | Billingham | 54.6067 | -1.2027 | Rockland Capital
United Kingdom | UK-95 | Whitetail Clean Energy power station | fossil gas |  | pre-construction | 0 | 0 | 0 | 350 | 0 | 0 | 0 | 0 | 2027 | not planned | Teeside | 54.5889 | -1.1875 | 8 Rivers,Sembcorp Industries
United Kingdom | UK-96 | Winnington Brunner power station | fossil gas |  | operating | 96 | 0 | 0 | 0 | 0 | 0 | 0 | 0 | 2000 | not planned | Winnington | 53.267 | -2.531 | Tata Chemicals
United Kingdom | UK-97 | Wissington Sugar Factory power station | fossil gas |  | operating | 93 | 0 | 0 | 0 | 0 | 0 | 0 | 0 | 1999 | not planned | Kings Lynn | 52.5506 | 0.44864 | Wittington Investments
United Kingdom | UK-98 | Wrexham Energy Centre | fossil gas |  | pre-construction | 0 | 0 | 0 | 299 | 0 | 0 | 0 | 0 | 2025 | not planned | Wrexham Town | 53.0402 | -2.933 | St Modwen Properties
United Kingdom | UK-99 | Abergelli power station | fossil gas |  | announced | 0 | 0 | 299 | 0 | 0 | 0 | 0 | 0 | 2024 | not planned | Felindre | 51.695 | -3.9494 | Drax Group
United Kingdom | UK-100 | Gateway Energy Centre | fossil gas |  | shelved | 0 | 0 | 0 | 0 | 0 | 1199 | 0 | 0 | unknown | not planned | Corringham | 51.5041 | 0.47852 | Sev.en Global Investments
United Kingdom | UK-101 | Killingholme Low Carbon power station | fossil gas |  | pre-construction | 0 | 0 | 0 | 470 | 0 | 0 | 0 | 0 | 2030 | not planned | Immingham | 53.6596 | -0.25559 | Uniper
United Kingdom | UK-102 | Pencoed power station | fossil gas |  | shelved | 0 | 0 | 0 | 0 | 0 | 40 | 0 | 0 | unknown | not planned | Pencoed | 51.52 | -3.4919 | Energion
United Kingdom | UK-103 | Progress power station | fossil gas |  | construction | 0 | 0 | 0 | 0 | 299 | 0 | 0 | 0 | 2024 | not planned | Eye | 52.3196 | 1.1462 | Drax Group
United Kingdom | UK-104 | Keadby Hydrogen power station | fossil gas | hydrogen | pre-construction | 0 | 0 | 0 | 900 | 0 | 0 | 0 | 0 | 2030 | not planned | Scunthorpe | 53.5944 | -0.75044 | SSE,Equinor
United Kingdom | UK-105 | Bancroft power station | fossil gas |  | operating | 20 | 0 | 0 | 0 | 0 | 0 | 0 | 0 | 2020 | not planned |  | 53.8001 | -2.2175 | Tiger Infrastructure Partners
United Kingdom | UK-106 | Caledon Green power station | fossil gas |  | operating | 22.5 | 0 | 0 | 0 | 0 | 0 | 0 | 0 | 2023 | not planned |  | 56.0111 | -3.7385 | Tiger Infrastructure Partners
United Kingdom | UK-107 | Chadderton power station | fossil gas |  | operating | 20 | 0 | 0 | 0 | 0 | 0 | 0 | 0 | 2020 | not planned |  | 53.542 | -2.131 | Tiger Infrastructure Partners
United Kingdom | UK-108 | Harelaw power station | fossil gas |  | operating | 20 | 0 | 0 | 0 | 0 | 0 | 0 | 0 | 2021 | not planned |  | 55.8955 | -4.6303 | Tiger Infrastructure Partners
United Kingdom | UK-109 | Hartmoor power station | fossil gas |  | operating | 50 | 0 | 0 | 0 | 0 | 0 | 0 | 0 | 2021 | not planned |  | 54.7027 | -1.291 | Tiger Infrastructure Partners
United Kingdom | UK-110 | Hillhouse power station | fossil gas |  | operating | 20 | 0 | 0 | 0 | 0 | 0 | 0 | 0 | 2023 | not planned |  | 53.8851 | -2.9986 | Tiger Infrastructure Partners
United Kingdom | UK-111 | Leven power station | fossil gas |  | operating | 20.7 | 0 | 0 | 0 | 0 | 0 | 0 | 0 | 2021 | not planned |  | 56.1999 | -3.0208 | Tiger Infrastructure Partners
United Kingdom | UK-112 | Pimbo power station | fossil gas |  | operating | 20.5 | 0 | 0 | 0 | 0 | 0 | 0 | 0 | 2019 | not planned |  | 53.5299 | -2.7588 | Tiger Infrastructure Partners
United Kingdom | UK-113 | Erskine power station | fossil gas |  | operating | 20.7 | 0 | 0 | 0 | 0 | 0 | 0 | 0 | 2024 | not planned |  | 55.9028 | -4.4839 | Tiger Infrastructure Partners
United Kingdom | UK-114 | Abercorn power station | fossil gas |  | operating | 20.7 | 0 | 0 | 0 | 0 | 0 | 0 | 0 | 2024 | not planned |  | 55.858 | -4.4204 | Tiger Infrastructure Partners
United Kingdom | UK-115 | Drumcross power station | fossil gas |  | construction | 0 | 0 | 0 | 0 | 20.7 | 0 | 0 | 0 | 2024 | not planned |  | 55.9079 | -3.5878 | Tiger Infrastructure Partners
United Kingdom | UK-116 | Bracknell peaker power station | fossil gas |  | operating | 20 | 0 | 0 | 0 | 0 | 0 | 0 | 0 | 2016 | not planned | Bracknell | 51.4169 | -0.76444 | PeakGen
United Kingdom | UK-117 | Fareham peaker power station | fossil gas |  | operating | 20 | 0 | 0 | 0 | 0 | 0 | 0 | 0 | 2021 | not planned | Fareham | 50.8581 | -1.2451 | PeakGen
United Kingdom | UK-118 | Havant peaker power station | fossil gas |  | operating | 21 | 0 | 0 | 0 | 0 | 0 | 0 | 0 | unknown | not planned | Havant | 50.847 | -0.9979 | PeakGen
United Kingdom | UK-119 | Llandarcy peaker power station | fossil gas |  | operating | 20 | 0 | 0 | 0 | 0 | 0 | 0 | 0 | 2021 | not planned | Llandarcy | 51.6496 | -3.8543 | PeakGen
United Kingdom | UK-120 | Southampton peaker power station | fossil gas |  | operating | 24 | 0 | 0 | 0 | 0 | 0 | 0 | 0 | unknown | not planned | Fareham | 50.9049 | -1.4096 | PeakGen
United Kingdom | UK-121 | Exeter peaker power station | fossil gas |  | operating | 20 | 0 | 0 | 0 | 0 | 0 | 0 | 0 | unknown | not planned | Exeter | 50.6964 | -3.5122 | PeakGen
United Kingdom | UK-122 | Barry peaker power station | fossil gas |  | operating | 20 | 0 | 0 | 0 | 0 | 0 | 0 | 0 | unknown | not planned | Barry | 51.4111 | -3.2293 | PeakGen
United Kingdom | UK-123 | Peterborough peaker power station | fossil gas |  | operating | 20 | 0 | 0 | 0 | 0 | 0 | 0 | 0 | unknown | not planned | Peterborough | 52.5565 | -0.25965 | PeakGen
United Kingdom | UK-124 | Chatterley power station | fossil gas |  | operating | 20 | 0 | 0 | 0 | 0 | 0 | 0 | 0 | unknown | not planned |  | 53.0546 | -2.2255 | I Squared Capital
United Kingdom | UK-125 | Derwent power station | fossil gas |  | mothballed | 0 | 210 | 0 | 0 | 0 | 0 | 0 | 0 | 1995 | not planned |  | 52.9057 | -1.3996 | Trafford Centre
United Kingdom | UK-126 | Maidenhead power station | fossil gas |  | pre-construction | 0 | 0 | 0 | 50 | 0 | 0 | 0 | 0 | 2026 | not planned | Maidenhead | 51.4818 | -0.7626 | EQT Infrastructure
United Kingdom | UK-127 | Nazeing power station | fossil gas |  | pre-construction | 0 | 0 | 0 | 50 | 0 | 0 | 0 | 0 | 2026 | not planned | Roydon | 51.7514 | 0.0213 | EQT Infrastructure
United Kingdom | UK-128 | Swansea power station | fossil gas |  | operating | 40 | 0 | 0 | 0 | 0 | 0 | 0 | 0 | 2017 | not planned | Swansea | 51.6446 | -4.0183 | IMCO
United Kingdom | UK-129 | Water Lane power station | fossil gas |  | operating | 20 | 0 | 0 | 0 | 0 | 0 | 0 | 0 | unknown | not planned |  | 50.7125 | -3.5313 | IMCO
United Kingdom | UK-130 | Mill Hill power station | fossil gas |  | pre-construction | 0 | 0 | 0 | 35 | 0 | 0 | 0 | 0 | 2025 | not planned | Peterlee | 54.7625 | -1.3605 | Landmark Power Holdings
United Kingdom | UK-131 | Net Zero Teesside power station | fossil gas |  | pre-construction | 0 | 0 | 0 | 742 | 0 | 0 | 0 | 0 | 2027 | not planned | Redcar | 54.6212 | -1.1185 | BP,Equinor
United Kingdom | UK-132 | Theddlethorpe Flexible Generation power station | fossil gas | hydrogen | announced | 0 | 0 | 1500 | 0 | 0 | 0 | 0 | 0 | unknown | not planned | Mablethorpe | 53.3625 | 0.22848 | EQT Infrastructure

## Unit
Country | BFF unit ID | BFF plant ID | Plant name | Unit name | Main fuel | Secondary Fuel | Status | Retirement announced? | Capacity (MW electric) | Commissionning year | (Planned) retirement | Technology | Unit type | Coal-to-Gas? | City | Latitude | Longitude | Within industrial facility? | Received at least 1 CRM contract? certainty ¦ number of contracts | Parent owner
Albania | AL-1-1 | AL-1 | Roskovec power station | 1 | fossil gas |  | pre-construction | yes | 170 | 2028 | 2076 | CCGT | chp | no | Roskovec | 40.7378 | 19.7034 | no |  | DEPA [35%] ; GEK Terna [35%] ; Gener 2 [30%]
Albania | AL-2-1 | AL-2 | Vlora power station | 1 | fossil gas |  | announced | no | 350 | unknown | not planned | CCGT | chp | no | Vlorë | 40.4902 | 19.4355 | no |  | KESH [100%]
Austria | AT-1-1 | AT-1 | Theiss power station | B1 | fossil gas |  | operating | no | 260 | 2003 | not planned | CCGT | chp | no | Gedersdorf | 48.3949 | 15.7102 | no |  | EVN [100%]
Austria | AT-1-2 | AT-1 | Theiss power station | B2 | fossil gas |  | operating | no | 225 | 2003 | not planned | CCGT | chp | no | Gedersdorf | 48.3949 | 15.7102 | no |  | EVN [100%]
Austria | AT-1-3 | AT-1 | Theiss power station | E | fossil gas |  | mothballed | no | 240 | 2020 | not planned | CCGT | chp | no | Gedersdorf | 48.3949 | 15.7102 | no |  | EVN [100%]
Austria | AT-2-1 | AT-2 | Gratkorn Mill power station | 1 | fossil gas | biofuel | operating | no | 70 | 2007 | not planned | CCGT | chp | no | Gratkorn | 47.135 | 15.3354 | yes |  | Sappi. [100%]
Austria | AT-3-1 | AT-3 | Graz power station | ST1 | fossil gas |  | operating | no | 280 | unknown | not planned | ST | chp | no | Graz | 47.0484 | 15.4367 | no |  | Energie Steiermark [100%]
Austria | AT-4-1 | AT-4 | Magna Steyr power station | CHP1 | fossil gas |  | operating | no | 30 | 1997 | not planned | ST | chp | no | Graz | 47.021 | 15.4784 | yes |  | Magna International [100%]
Austria | AT-6-1 | AT-6 | Laakirchen Paper Mill power station | 1 | fossil gas |  | operating | no | 61 | 1993 | not planned | CCGT | chp | no | Laakirchen | 47.9819 | 13.8217 | yes |  | Energie Oberösterreich [100%]
Austria | AT-8-1 | AT-8 | Linz Mitte power station | 1a | fossil gas |  | operating | no | 103 | 2004 | not planned | CCGT | chp | no | Linz | 48.2992 | 14.3229 | no |  | Linz [100%]
Austria | AT-8-2 | AT-8 | Linz Mitte power station | 1b | fossil gas |  | operating | no | 114 | 2010 | not planned | CCGT | chp | no | Linz | 48.2992 | 14.3229 | no |  | Linz [100%]
Austria | AT-9-1 | AT-9 | Linz Süd power station | 1 & 2 | fossil gas |  | operating | no | 172 | 2000 | not planned | CCGT | chp | no | Linz | 48.2679 | 14.3469 | no |  | Linz [100%]
Austria | AT-10-1 | AT-10 | Werk Linz power station | Block 7 | fossil gas |  | operating | no | 153 | 1995 | not planned | OCGT | chp | no | Linz | 48.299 | 14.324 | yes |  | Voestalpine [100%]
Austria | AT-11-1 | AT-11 | Mellach power station | 10 | fossil gas |  | operating | no | 421 | 2012 | not planned | CCGT | chp | yes | Neudorf ob Wildon | 46.9082 | 15.4923 | no |  | Verbund [100%]
Austria | AT-11-2 | AT-11 | Mellach power station | 20 | fossil gas |  | operating | no | 417 | 2012 | not planned | CCGT | chp | yes | Neudorf ob Wildon | 46.9082 | 15.4923 | no |  | Verbund [100%]
Austria | AT-11-3 | AT-11 | Mellach power station | 3 | fossil gas | coal | operating | no | 165 | 2020 | not planned | OCGT | not found | yes | Neudorf ob Wildon | 46.9082 | 15.4923 | no |  | Verbund [100%]
Austria | AT-12-1 | AT-12 | Salzburg Mitte power station | 1 | fossil gas |  | operating | no | 84 | 2001 | not planned | CCGT | chp | no | Salzburg | 47.8093 | 13.0382 | no |  | Salzburg AG [100%]
Austria | AT-13-1 | AT-13 | Steyrermuhl Paper Mill power station | 1 | fossil gas |  | operating | no | 40 | unknown | not planned | CCGT | chp | no | Steyrermuhl | 47.9796 | 13.8161 | yes |  | Heinzel [100%]
Austria | AT-14-1 | AT-14 | Timelkam power station | 1 | fossil gas |  | operating | no | 405 | 2008 | not planned | CCGT | chp | yes | Timelkam | 48.0122 | 13.5895 | no |  | Energie Oberösterreich [100%]
Austria | AT-15-1 | AT-15 | Donaustadt power station | 1 | fossil gas |  | operating | no | 395 | 2001 | not planned | OCGT | chp | no | Vienna | 48.2 | 16.4633 | no |  | Wiener Stadtwerke [100%]
Austria | AT-16-1 | AT-16 | Leopoldau power station | 1 | fossil gas |  | operating | no | 140 | 1975 | not planned | CCGT | chp | no | Vienna | 48.2767 | 16.4339 | no |  | Wiener Stadtwerke [100%]
Austria | AT-17-1 | AT-17 | Simmering power station | Sim1 | fossil gas |  | operating | no | 840 | 2009 | not planned | CCGT | chp | no | Vienna | 48.1815 | 16.4334 | no |  | Wiener Stadtwerke [100%]
Austria | AT-17-2 | AT-17 | Simmering power station | Sim3 | fossil gas |  | operating | no | 420 | 2009 | not planned | CCGT | chp | no | Vienna | 48.1815 | 16.4334 | no |  | Wiener Stadtwerke [100%]
Austria | AT-19-1 | AT-19 | Krems Industriepark power station | IC1-4 | fossil gas |  | operating | no | 41 | 1992 | not planned | ICCC | not found | no | Krems an der Donau | 48.4074 | 15.6358 | yes |  | Metadynea Austria [100%]
Belgium | BE-1-1 | BE-1 | Aalst Tereos Syral power station | 1 | fossil gas |  | operating | no | 45 | 2000 | not planned | CCGT | chp | no | Aalst | 50.9355 | 4.0452 | no | yes ¦ 1 | Engie [100%]
Belgium | BE-2-1 | BE-2 | Angleur power station | 31 | fossil gas |  | operating | no | 25 | 1978 | not planned | OCGT | conventional | no | Angleur | 50.6177 | 5.5837 | no |  | EDF [68%] ; Publilec [26%]
Belgium | BE-2-2 | BE-2 | Angleur power station | 32 | fossil gas |  | operating | no | 25 | 1978 | not planned | OCGT | conventional | no | Angleur | 50.6177 | 5.5837 | no |  | EDF [68%] ; Publilec [26%]
Belgium | BE-2-3 | BE-2 | Angleur power station | 41 | fossil gas |  | operating | no | 64 | 2008 | not planned | OCGT | conventional | no | Angleur | 50.6177 | 5.5837 | no | yes ¦ 1 | EDF [68%] ; Publilec [26%]
Belgium | BE-2-4 | BE-2 | Angleur power station | 42 | fossil gas |  | operating | no | 64 | 2008 | not planned | OCGT | conventional | no | Angleur | 50.6177 | 5.5837 | no | yes ¦ 1 | EDF [68%] ; Publilec [26%]
Belgium | BE-3-1 | BE-3 | BASF Antwerp power station | 1 | fossil gas |  | cancelled | not relevant | 850 | not relevant | not relevant | CCGT | conventional | no | Antwerp | 51.3654 | 4.2707 | no |  | BASF [100%]
Belgium | BE-4-1 | BE-4 | Covestro Oorderen power station | 1 | fossil gas |  | operating | no | 43 | unknown | not planned | OCGT | chp | no | Antwerp | 51.297 | 4.3191 | no | yes ¦ 2 | Engie [100%]
Belgium | BE-5-1 | BE-5 | Lillo Evonik power station | 1 | fossil gas |  | operating | no | 42 | 1999 | not planned | CCGT | chp | no | Antwerp | 51.3095 | 4.304 | no |  | E.ON [50%] ; Engie [50%]
Belgium | BE-5-2 | BE-5 | Lillo Evonik power station | 2 | fossil gas |  | operating | no | 43 | 2010 | not planned | CCGT | chp | no | Antwerp | 51.3095 | 4.304 | no | yes ¦ 1 | E.ON [50%] ; Engie [50%]
Belgium | BE-6-1 | BE-6 | Bayer Monsanto Oud-Lillo power station | 1 | fossil gas |  | operating | no | 43 | unknown | not planned | OCGT | chp | no | Antwerp | 51.3155 | 4.2896 | yes | yes ¦ 1 | Engie [100%]
Belgium | BE-7-1 | BE-7 | Scheldelaan Exxonmobil power station | 1 | fossil gas |  | operating | no | 140 | 2009 | not planned | CCGT | chp | no | Antwerp | 51.254 | 4.334 | yes | yes ¦ 2 | Exxon Mobil [100%]
Belgium | BE-8-1 | BE-8 | Wilmarsdonk Total power station | 1 | fossil gas |  | operating | no | 51 | unknown | not planned | OCGT | chp | no | Antwerp | 51.2711 | 4.3189 | yes |  | Engie [100%]
Belgium | BE-8-2 | BE-8 | Wilmarsdonk Total power station | 2 | fossil gas |  | operating | no | 51 | unknown | not planned | OCGT | chp | no | Antwerp | 51.2711 | 4.3189 | yes |  | Engie [100%]
Belgium | BE-8-3 | BE-8 | Wilmarsdonk Total power station | 3 | fossil gas |  | operating | no | 51 | unknown | not planned | OCGT | chp | no | Antwerp | 51.2711 | 4.3189 | yes |  | Engie [100%]
Belgium | BE-9-1 | BE-9 | Zandvliet power station | 1 | fossil gas |  | operating | no | 380 | 2005 | not planned | CCGT | chp | no | Antwerp | 51.3689 | 4.2642 | no | yes ¦ 3 | BASF [50%] ; Engie [50%]
Belgium | BE-10-1 | BE-10 | Saint-Ghislain power station | 1 | fossil gas |  | operating | no | 385 | 2001 | not planned | CCGT | conventional | no | Baudour | 50.4719 | 3.8248 | no | yes ¦ 1 | Engie [100%]
Belgium | BE-11-1 | BE-11 | Beveren Ineos Phenolchemie power station | 1 | fossil gas |  | operating | no | 25 | 1993 | not planned | OCGT | chp | no | Beveren | 51.2909 | 4.2702 | yes |  | Engie [100%]
Belgium | BE-12-1 | BE-12 | Zeebrugge 2 Fluxys power station | 1 | fossil gas |  | retired | already retired | 40 | 1987 | 2024 | OCGT | chp | no | Bruges | 51.3518 | 3.2087 | yes |  | Engie [100%]
Belgium | BE-13-1 | BE-13 | Herdersbrug power station | 1 | fossil gas |  | operating | no | 480 | 1998 | not planned | CCGT | conventional | no | Brugge | 51.2629 | 3.2112 | no | yes ¦ 1 | Engie [100%]
Belgium | BE-14-1 | BE-14 | Marcinelle Energie power station | 1 | fossil gas |  | operating | no | 413 | 2011 | not planned | CCGT | conventional | no | Charleroi | 50.4138 | 4.4067 | no | yes ¦ 2 | TotalEnergies [100%]
Belgium | BE-15-1 | BE-15 | Drogenbos power station | 1 | fossil gas |  | operating | no | 460 | 1993 | not planned | CCGT | conventional | no | Drogenbos | 50.8023 | 4.299 | no | yes ¦ 1 | Engie [100%]
Belgium | BE-16-1 | BE-16 | Les Awirs Flemalle power station | CC1 | fossil gas |  | operating | no | 875 | 2025 | not planned | CCGT | conventional | no | Flémalle | 50.5856 | 5.4169 | no | yes ¦ 1 | Engie [100%]
Belgium | BE-17-1 | BE-17 | Ham (Gent) power station | 1 | fossil gas |  | operating | no | 43 | 1993 | not planned | CCGT | chp | no | Gent | 51.0596 | 3.7364 | no | yes ¦ 3 | EDF [68%] ; Publilec [26%]
Belgium | BE-17-2 | BE-17 | Ham (Gent) power station | 31 | fossil gas |  | operating | no | 58 | 2006 | not planned | OCGT | chp | no | Gent | 51.0596 | 3.7364 | no | yes ¦ 3 | EDF [68%] ; Publilec [26%]
Belgium | BE-17-3 | BE-17 | Ham (Gent) power station | 32 | fossil gas |  | operating | no | 58 | 2006 | not planned | OCGT | chp | no | Gent | 51.0596 | 3.7364 | no | yes ¦ 3 | EDF [68%] ; Publilec [26%]
Belgium | BE-18-1 | BE-18 | Ringvaart power station | 1 | fossil gas |  | operating | no | 385 | 1998 | not planned | CCGT | conventional | no | Gent | 51.1049 | 3.7257 | no |  | EDF [68%] ; Publilec [26%]
Belgium | BE-18-2 | BE-18 | Ringvaart power station | 2 | fossil gas |  | shelved | no | 235 | unknown | not planned | OCGT | conventional | no | Gent | 51.1049 | 3.7257 | no |  | EDF [68%] ; Publilec [26%]
Belgium | BE-20-1 | BE-20 | Izegem power station | 1 | fossil gas |  | operating | no | 20 | 1995 | not planned | OCGT | chp | no | Izegem | 50.9238 | 3.213 | yes |  | EDF [68%] ; Publilec [26%]
Belgium | BE-21-1 | BE-21 | Jemeppe-sur-Sambre power station | 1 | fossil gas |  | operating | no | 106 | 2000 | not planned | CCGT | chp | no | Jemeppe-sur-Sambre | 50.4477 | 4.6612 | yes |  | Ineos Group [100%]
Belgium | BE-22-1 | BE-22 | Sappi Lanaken power station | 1 | fossil gas |  | mothballed | no | 43 | unknown | not planned | OCGT | chp | no | Lanaken | 50.8827 | 5.6419 | yes | yes ¦ 1 | Engie [100%]
Belgium | BE-23-1 | BE-23 | Manage Seneffe power station | 1 | fossil gas |  | cancelled | not relevant | 870 | not relevant | not relevant | CCGT | conventional | no | Manage | 50.5098 | 4.2537 | no |  | Mitsubishi [100%]
Belgium | BE-24-1 | BE-24 | Dils Energie power station | 1 | fossil gas |  | cancelled | not relevant | 920 | not relevant | not relevant | CCGT | conventional | no | Rotem | 51.0528 | 5.7413 | no |  | RWE [100%]
Belgium | BE-25-1 | BE-25 | Amercoeur power station | 1 | fossil gas |  | operating | no | 446 | 2010 | not planned | CCGT | conventional | yes | Roux | 50.4304 | 4.3955 | no | yes ¦ 1 | Engie [100%]
Belgium | BE-25-2 | BE-25 | Amercoeur power station | 2 | fossil gas |  | cancelled | not relevant | 320 | not relevant | not relevant | OCGT | conventional | no | Roux | 50.4304 | 4.3955 | no |  | Engie [100%]
Belgium | BE-26-1 | BE-26 | Seraing power station | ST | fossil gas |  | operating | no | 170 | 1994 | not planned | OCGT | conventional | no | Seraing | 50.603 | 5.4917 | no |  | EDF [68%] ; Publilec [26%]
Belgium | BE-26-2 | BE-26 | Seraing power station | 2 | fossil gas |  | construction | no | 870 | 2026 | not planned | CCGT | conventional | no | Seraing | 50.603 | 5.4917 | no | yes ¦ 1 | EDF [68%] ; Publilec [26%]
Belgium | BE-26-3 | BE-26 | Seraing power station | GT1 | fossil gas |  | operating | no | 150 | 1994 | not planned | OCGT | conventional | no | Seraing | 50.603 | 5.4917 | no |  | EDF [68%] ; Publilec [26%]
Belgium | BE-26-4 | BE-26 | Seraing power station | GT2 | fossil gas |  | operating | no | 150 | 1994 | not planned | OCGT | conventional | no | Seraing | 50.603 | 5.4917 | no |  | EDF [68%] ; Publilec [26%]
Belgium | BE-27-1 | BE-27 | T-power Beringen power station | 1 | fossil gas |  | operating | no | 425 | 2011 | not planned | CCGT | conventional | no | Tessenderlo | 51.0586 | 5.1056 | no | yes ¦ 1 | Tessenderlo [100%]
Belgium | BE-27-2 | BE-27 | T-power Beringen power station | 2 | fossil gas |  | pre-construction | no | 900 | 2025 | not planned | CCGT | conventional | no | Tessenderlo | 51.0586 | 5.1056 | no |  | Tessenderlo [100%]
Belgium | BE-28-1 | BE-28 | Vilvoorde power station | GT | fossil gas |  | operating | yes | 255 | 2001 | 2025 | OCGT | conventional | no | Vilvoorde | 50.9414 | 4.4246 | no | yes ¦ 2 | Engie [100%]
Belgium | BE-28-2 | BE-28 | Vilvoorde power station | 2 | fossil gas |  | cancelled | not relevant | 870 | not relevant | not relevant | CCGT | conventional | no | Vilvoorde | 50.9414 | 4.4246 | no |  | Engie [100%]
Belgium | BE-28-3 | BE-28 | Vilvoorde power station | ST | fossil gas |  | retired | already retired | 105 | 2001 | 2023 | OCGT | conventional | no | Vilvoorde | 50.9414 | 4.4246 | no |  | Engie [100%]
Belgium | BE-29-1 | BE-29 | Inesco power station | 1 | fossil gas |  | operating | no | 138 | 2007 | not planned | CCGT | chp | no | Zwijndrecht | 51.2413 | 4.3257 | yes | yes ¦ 3 | Ineos Group [100%]
Belgium | BE-30-1 | BE-30 | Arlanxeo Zwijndrecht power station | 1 | fossil gas |  | operating | no | 58 | 2010 | not planned | CCGT | chp | no | Zwijndrecht | 51.2382 | 4.3408 | yes |  | Engie [100%]
Bosnia & Herzegovina | BA-1-1 | BA-1 | Banja Luka power station | 1 | fossil gas |  | shelved | no | 600 | unknown | not planned | not found | not found | no | Banja Luka | 44.7693 | 17.1739 | no |  | not found [100%]
Bosnia & Herzegovina | BA-2-1 | BA-2 | Bosanski Brod power station | 1 | fossil gas |  | shelved | no | 100 | unknown | not planned | not found | chp | no | Brod | 45.1374 | 17.9832 | yes |  | JSC Zarubezhneft [100%]
Bosnia & Herzegovina | BA-3-1 | BA-3 | ERS Gas-Fired CHP power station | 1 | fossil gas |  | shelved | no | 200 | unknown | not planned | not found | chp | no | Catici | 44.0954 | 18.1152 | no |  | EPS [100%]
Bosnia & Herzegovina | BA-4-1 | BA-4 | Prijedor power station | 1 | fossil gas |  | shelved | no | 600 | unknown | not planned | not found | not found | no | Prijedor | 44.9886 | 16.7092 | no |  | not found [100%]
Bosnia & Herzegovina | BA-5-1 | BA-5 | KTG Zenica power station | 1 | fossil gas |  | shelved | no | 15 | unknown | not planned | CCGT | chp | no | Zenica | 44.2025 | 17.9145 | no |  | KTG [100%]
Bosnia & Herzegovina | BA-6-1 | BA-6 | Kakanj power station | CC | fossil gas |  | announced | no | 175 | 2029 | not planned | CCGT | not found | yes | Kakanj | 44.0896 | 18.1139 | no |  | EPBiH [100%]
Bosnia & Herzegovina | BA-7-1 | BA-7 | Zvornik power station | 1 | fossil gas |  | announced | no | 63 | 2030 | not planned | not found | not found | no | Zvornik | 44.3865 | 19.1048 | no |  | not found [100%]
Bulgaria | BG-1-1 | BG-1 | Neftochim Refinery power station | 2 | fossil gas |  | operating | no | 120 | 1962 | not planned | ST | chp | no | Burgas | 42.5413 | 27.3388 | yes |  | LUKOIL [100%]
Bulgaria | BG-1-2 | BG-1 | Neftochim Refinery power station | 8 | fossil gas |  | operating | no | 240 | 1977 | not planned | ST | chp | no | Burgas | 42.5413 | 27.3388 | yes |  | LUKOIL [100%]
Bulgaria | BG-1-3 | BG-1 | Neftochim Refinery power station | 12 | fossil gas |  | operating | no | 240 | 1978 | not planned | ST | chp | no | Burgas | 42.5413 | 27.3388 | yes |  | LUKOIL [100%]
Bulgaria | BG-1-4 | BG-1 | Neftochim Refinery power station | 7 | fossil gas |  | mothballed | no | 240 | 1976 | not planned | ST | chp | no | Burgas | 42.5413 | 27.3388 | yes |  | LUKOIL [100%]
Bulgaria | BG-2-1 | BG-2 | Bobov Dol power station | 6 | fossil gas |  | pre-construction | no | 39 | 2025 | not planned | CCGT | conventional | yes | Golemo Selo | 42.2858 | 23.0328 | no |  | Energia MK [100%]
Bulgaria | BG-3-1 | BG-3 | Maritsa Iztok-2 power station | 1 | fossil gas |  | cancelled | not relevant | 1000 | not relevant | not relevant | CCGT | conventional | yes | Kovachevo | 42.254 | 26.134 | no |  | Bulgarian Energy EAD [100%]
Bulgaria | BG-4-1 | BG-4 | Toplofikacia Pleven power station | 1 | fossil gas |  | operating | no | 43 | 2007 | not planned | CCGT | chp | no | Pleven | 43.4212 | 24.6253 | no |  | Metroni [100%]
Bulgaria | BG-5-1 | BG-5 | Plovdiv North power station | 1 | fossil gas |  | operating | no | 50 | 2011 | not planned | CCGT | chp | no | Plovdiv | 42.183 | 24.7414 | no |  | EVN [100%]
Bulgaria | BG-6-1 | BG-6 | Rupite power station | 1 | fossil gas |  | announced | no | 276 | unknown | not planned | CCGT | conventional | no | Rupite | 41.4421 | 23.2414 | no |  | Virtus Investment [100%]
Bulgaria | BG-7-1 | BG-7 | Sofia Iztok power station | 1 | fossil gas |  | operating | no | 167 | 1964 | not planned | CCGT | chp | no | Sofia City | 42.6515 | 23.4172 | no |  | Toplofikacia Sofia [100%]
Bulgaria | BG-7-2 | BG-7 | Sofia Iztok power station | CC1 | fossil gas |  | pre-construction | no | 240 | 2024 | not planned | CCGT | chp | no | Sofia City | 42.6515 | 23.4172 | no |  | Toplofikacia Sofia [100%]
Bulgaria | BG-8-1 | BG-8 | Sofia power station | 9 | fossil gas |  | operating | no | 35 | 1962 | not planned | ST | chp | no | Sofia City | 42.7189 | 23.3209 | no |  | Toplofikacia Sofia [100%]
Bulgaria | BG-8-2 | BG-8 | Sofia power station | 8+8A | fossil gas |  | operating | no | 37 | 1985 | not planned | ST | chp | no | Sofia City | 42.7189 | 23.3209 | no |  | Toplofikacia Sofia [100%]
Bulgaria | BG-8-3 | BG-8 | Sofia power station | CC1 | fossil gas |  | pre-construction | no | 240 | 2024 | not planned | CCGT | chp | no | Sofia City | 42.7189 | 23.3209 | no |  | Toplofikacia Sofia [100%]
Bulgaria | BG-9-1 | BG-9 | Varna power station | 4 | fossil gas |  | mothballed | no | 210 | 1977 | not planned | ST | conventional | no | Varna | 43.1948 | 27.7655 | no |  | Danail Papazov [100%]
Bulgaria | BG-9-2 | BG-9 | Varna power station | 5 | fossil gas |  | mothballed | no | 210 | 1978 | not planned | ST | conventional | no | Varna | 43.1948 | 27.7655 | no |  | Danail Papazov [100%]
Bulgaria | BG-9-3 | BG-9 | Varna power station | 6 | fossil gas |  | operating | no | 210 | 1979 | not planned | ST | conventional | no | Varna | 43.1948 | 27.7655 | no |  | Danail Papazov [100%]
Bulgaria | BG-9-4 | BG-9 | Varna power station | 7 | fossil gas |  | pre-construction | no | 275 | 2025 | not planned | CCGT | conventional | yes | Varna | 43.1948 | 27.7655 | no |  | Danail Papazov [100%]
Bulgaria | BG-9-5 | BG-9 | Varna power station | 8 | fossil gas |  | pre-construction | no | 275 | 2025 | not planned | CCGT | conventional | yes | Varna | 43.1948 | 27.7655 | no |  | Danail Papazov [100%]
Croatia | HR-1-1 | HR-1 | Jertovec power station | 1 | fossil gas |  | mothballed | no | 78 | 1980 | not planned | CCGT | conventional | no | Jertovec | 46.0388 | 16.1793 | no |  | Hrvatska elektroprivreda (HEP) [100%]
Croatia | HR-2-1 | HR-2 | Petrokemija Kutina power station | 1 | fossil gas |  | operating | no | 35 | 1983 | not planned | ST | chp | no | Kutina | 45.4713 | 16.7923 | yes |  | Petrokemija Group [100%]
Croatia | HR-3-1 | HR-3 | Legrad Hybrid Power Project | CC1 | fossil gas |  | pre-construction | no | 483 | unknown | not planned | CCGT | conventional | no | Legrad | 46.2825 | 16.7823 | no |  | EEG Energy Group [100%]
Croatia | HR-4-1 | HR-4 | Osijek power station | A | fossil gas |  | operating | no | 45 | 1985 | not planned | OCGT | chp | no | Osijek | 45.542 | 18.7449 | no |  | Hrvatska elektroprivreda (HEP) [100%]
Croatia | HR-4-2 | HR-4 | Osijek power station | B1 | fossil gas | extra light fuel oil | operating | no | 25 | 1976 | not planned | OCGT | chp | no | Osijek | 45.542 | 18.7449 | no |  | Hrvatska elektroprivreda (HEP) [100%]
Croatia | HR-4-3 | HR-4 | Osijek power station | B2 | fossil gas | extra light fuel oil | operating | no | 25 | 1976 | not planned | OCGT | chp | no | Osijek | 45.542 | 18.7449 | no |  | Hrvatska elektroprivreda (HEP) [100%]
Croatia | HR-4-4 | HR-4 | Osijek power station | New | fossil gas |  | shelved | no | 85 | unknown | not planned | CCGT | chp | no | Osijek | 45.542 | 18.7449 | no |  | Hrvatska elektroprivreda (HEP) [100%]
Croatia | HR-5-1 | HR-5 | Sisak power station | C | fossil gas | oil | operating | no | 235 | 2015 | not planned | CCGT | chp | no | Sisak | 45.4543 | 16.4146 | no |  | Hrvatska elektroprivreda (HEP) [100%]
Croatia | HR-6-1 | HR-6 | Slavonski Brod power station | Phase I | fossil gas |  | pre-construction | no | 250 | 2027 | not planned | CCGT | chp | no | Slavonski Brod | 45.1489 | 18.0604 | no |  | Delta Gas [100%]
Croatia | HR-6-2 | HR-6 | Slavonski Brod power station | Phase II | fossil gas |  | pre-construction | no | 250 | 2027 | not planned | CCGT | chp | no | Slavonski Brod | 45.1489 | 18.0604 | no |  | Delta Gas [100%]
Croatia | HR-7-1 | HR-7 | El-To Zagreb power station | CC | fossil gas |  | construction | no | 150 | 2024 | not planned | CCGT | chp | no | Zagreb | 45.8081 | 15.9482 | no |  | Hrvatska elektroprivreda (HEP) [100%]
Croatia | HR-7-2 | HR-7 | El-To Zagreb power station | H | fossil gas |  | operating | no | 24 | 1998 | not planned | OCGT | chp | no | Zagreb | 45.8081 | 15.9482 | no |  | Hrvatska elektroprivreda (HEP) [100%]
Croatia | HR-7-3 | HR-7 | El-To Zagreb power station | J | fossil gas |  | operating | no | 24 | 1998 | not planned | OCGT | chp | no | Zagreb | 45.8081 | 15.9482 | no |  | Hrvatska elektroprivreda (HEP) [100%]
Croatia | HR-8-1 | HR-8 | Te-To Zagreb power station | C | fossil gas |  | operating | no | 120 | 1979 | not planned | CCGT | chp | no | Zagreb | 45.7821 | 16.0163 | no |  | Hrvatska elektroprivreda (HEP) [100%]
Croatia | HR-8-2 | HR-8 | Te-To Zagreb power station | K | fossil gas |  | operating | no | 200 | 2001 | not planned | CCGT | chp | no | Zagreb | 45.7821 | 16.0163 | no |  | Hrvatska elektroprivreda (HEP) [100%]
Croatia | HR-8-3 | HR-8 | Te-To Zagreb power station | L | fossil gas |  | operating | no | 100 | 2009 | not planned | CCGT | chp | no | Zagreb | 45.7821 | 16.0163 | no |  | Hrvatska elektroprivreda (HEP) [100%]
Cyprus | CY-1-1 | CY-1 | Mari power station | 1 | fossil gas |  | construction | no | 260 | 2025 | not planned | CCGT | conventional | no | Mari | 34.7294 | 33.2825 | no |  | Cyfield Group [100%]
Cyprus | CY-2-3 | CY-2 | Vasilikos power station | 6 | fossil gas |  | construction | no | 160 | 2024 | not planned | CCGT | conventional | no | Mari | 34.7271 | 33.2899 | no |  | EAC [100%]
Czech Republic | CZ-1-1 | CZ-1 | Cerveny mlyn heating plant | 1 | fossil gas |  | operating | no | 95 | 1998 | not planned | CCGT | chp | no | Brno | 49.2162 | 16.6063 | no |  | Teplarny Brno AS [100%]
Czech Republic | CZ-2-1 | CZ-2 | Spitalka power station | 1 | fossil gas |  | operating | no | 81 | 1930 | not planned | ST | chp | no | Brno | 49.1964 | 16.6226 | yes |  | Teplarny Brno AS [100%]
Czech Republic | CZ-3-1 | CZ-3 | Detmarovice power station |  | fossil gas |  | construction | no | 24 | 2026 | not planned | not found | chp | yes | Dětmarovice | 49.9072 | 18.4646 | no |  | CEZ [100%]
Czech Republic | CZ-4-1 | CZ-4 | Melnik power station | GT1 | fossil gas |  | pre-construction | no | 200 | 2026 | not planned | CCGT | chp | yes | Hodonin | 50.4131 | 14.4158 | no |  | CEZ [100%]
Czech Republic | CZ-4-2 | CZ-4 | Melnik power station | GT2 | fossil gas |  | announced | no | 400 | 2029 | not planned | CCGT | chp | yes | Hodonin | 50.4131 | 14.4158 | no |  | CEZ [100%]
Czech Republic | CZ-4-3 | CZ-4 | Melnik power station | GT3 | fossil gas |  | announced | no | 400 | 2030 | not planned | CCGT | chp | yes | Hodonin | 50.4131 | 14.4158 | no |  | CEZ [100%]
Czech Republic | CZ-5-1 | CZ-5 | Kladno power station | GT1 | fossil gas |  | operating | no | 51 | 2006 | not planned | OCGT | chp | no | Kladno | 50.1535 | 14.1286 | no
Czech Republic | CZ-6-1 | CZ-6 | Kralupy Plant power station | S1 | fossil gas |  | operating | no | 33 | 1993 | not planned | ST | chp | no | Kralupy nad Vltavou | 50.2588 | 14.3207 | yes |  | Synthos Group [100%]
Czech Republic | CZ-6-2 | CZ-6 | Kralupy Plant power station | S2 | fossil gas |  | operating | no | 33 | 1993 | not planned | ST | chp | no | Kralupy nad Vltavou | 50.2588 | 14.3207 | yes |  | Synthos Group [100%]
Czech Republic | CZ-6-3 | CZ-6 | Kralupy Plant power station | S3 | fossil gas |  | operating | no | 35 | 2014 | not planned | OCGT | chp | no | Kralupy nad Vltavou | 50.2588 | 14.3207 | yes |  | Synthos Group [100%]
Czech Republic | CZ-7-1 | CZ-7 | Kyjov CHP power station | 1 | fossil gas |  | operating | no | 23 | 2001 | not planned | CCGT | chp | no | Kyjov | 49.0046 | 17.1288 | no |  | Lama Energy Group [100%]
Czech Republic | CZ-8-1 | CZ-8 | Komorany heating plant | PPC1 | fossil gas |  | construction | no | 85 | 2027 | not planned | CCGT | chp | yes | Most | 50.5223 | 13.5721 | no |  | EP Group [100%]
Czech Republic | CZ-8-2 | CZ-8 | Komorany heating plant | PPC2 | fossil gas |  | pre-construction | no | 85 | 2029 | not planned | CCGT | chp | yes | Most | 50.5223 | 13.5721 | no |  | EP Group [100%]
Czech Republic | CZ-9-1 | CZ-9 | CCGT Pocerady | EPC2 | fossil gas |  | operating | no | 888 | 2014 | not planned | CCGT | not found | no | Pocerady | 50.4267 | 13.6747 | no |  | CEZ [100%]
Czech Republic | CZ-9-2 | CZ-9 | CCGT Pocerady | CCGT2 | fossil gas |  | pre-construction | no | 250 | 2031 | not planned | CCGT | not found | yes | Pocerady | 50.4267 | 13.6747 | no |  | CEZ [100%]
Czech Republic | CZ-9-3 | CZ-9 | CCGT Pocerady | CCGT3 | fossil gas |  | pre-construction | no | 750 | 2032 | not planned | CCGT | not found | yes | Pocerady | 50.4267 | 13.6747 | no |  | CEZ [100%]
Czech Republic | CZ-10-1 | CZ-10 | Prostejov power station | 1 | fossil gas |  | operating | no | 58 | 2013 | not planned | OCGT | conventional | no | Prostějov | 49.4625 | 17.1435 | no |  | Creditas Group [100%]
Czech Republic | CZ-10-2 | CZ-10 | Prostejov power station | 2 | fossil gas |  | pre-construction | no | 50 | 2024 | not planned | OCGT | not found | no | Prostějov | 49.4625 | 17.1435 | no |  | Creditas Group [100%]
Czech Republic | CZ-11-1 | CZ-11 | Vresova power station | 1 | fossil gas |  | operating | no | 200 | 1996 | not planned | CCGT | chp | no | Vřesová | 50.2565 | 12.6908 | no |  | SUAS Group [100%]
Czech Republic | CZ-11-2 | CZ-11 | Vresova power station | 2 | fossil gas |  | operating | no | 200 | 1996 | not planned | CCGT | chp | no | Vřesová | 50.2565 | 12.6908 | no |  | SUAS Group [100%]
Czech Republic | CZ-12-1 | CZ-12 | Chomutov power station | 1 | fossil gas |  | pre-construction | no | 100 | 2027 | not planned | CCGT | chp | no | Chomutov | 50.464 | 13.4342 | no |  | Creditas Group [100%]
Czech Republic | CZ-12-2 | CZ-12 | Chomutov power station | 2 | fossil gas |  | pre-construction | no | 100 | 2027 | not planned | CCGT | chp | no | Chomutov | 50.464 | 13.4342 | no |  | Creditas Group [100%]
Czech Republic | CZ-12-3 | CZ-12 | Chomutov power station | 3 | fossil gas |  | pre-construction | no | 100 | 2027 | not planned | CCGT | chp | no | Chomutov | 50.464 | 13.4342 | no |  | Creditas Group [100%]
Czech Republic | CZ-13-1 | CZ-13 | CHP Trmice | 1 | fossil gas | biomass | pre-construction | no | 162 | 2029 | not planned | CCGT | chp | yes | Trmice | 50.6462 | 13.9854 | no |  | CEZ [100%]
Czech Republic | CZ-14-1 | CZ-14 | Opatovice power station | TG3 | fossil gas |  | pre-construction | no | 65 | 2030 | not planned | CCGT | chp | yes | Opatovice nad Labem | 50.1265 | 15.7933 | no |  | EP Group [100%]
Czech Republic | CZ-15-1 | CZ-15 | Plzen power station | 1 | fossil gas |  | announced | no | 137 | unknown | not planned | CCGT | chp | yes | Plzeň | 49.7543 | 13.3987 | no |  | EP Group [100%]
Czech Republic | CZ-16-1 | CZ-16 | Olomouc power station | 1 | fossil gas |  | pre-construction | no | 50 | unknown | not planned | CCGT | chp | yes | Olomouc | 49.5709 | 17.3041 | no |  | Veolia [100%]
Denmark | DK-1-1 | DK-1 | H.C. Orsted power station | HCV8 | fossil gas |  | operating | yes | 21 | 2003 | 2025 | CCGT | chp | yes | Copenhagen | 55.6505 | 12.5334 | no |  | Orsted [100%]
Denmark | DK-2-1 | DK-2 | Esbjerg Reserve power station | 1 | fossil gas |  | operating | no | 25 | 2005 | not planned | OCGT | conventional | no | Esbjerg | 55.4618 | 8.4656 | no |  | Entro Group [100%]
Denmark | DK-3-1 | DK-3 | Grenaa Reserve power station | 1 | fossil gas |  | operating | no | 25 | 2008 | not planned | OCGT | conventional | no | Grenaa | 56.4218 | 10.8948 | no |  | Entro Group [100%]
Denmark | DK-4-1 | DK-4 | Hillerod power station | 1 | fossil gas |  | retired | already retired | 75 | 1991 | 2024 | CCGT | chp | no | Hillerød | 55.9068 | 12.312 | no |  | Hillerød Forsyning [100%]
Denmark | DK-5-1 | DK-5 | Hjorring Cogeneration power station | 1 | fossil gas |  | operating | no | 59 | 1996 | not planned | CCGT | chp | no | Hjørring | 57.4642 | 9.9823 | no |  | Hjorring Varmeforsyning [100%]
Denmark | DK-6-1 | DK-6 | Horsens power station | 1 | fossil gas | waste | operating | no | 35 | 1991 | not planned | CCGT | chp | no | Horsens | 55.8519 | 9.8577 | no |  | Horsens and Dagnæs-Bækkelund Varmeværk [100%]
Denmark | DK-8-1 | DK-8 | DTU Cogeneration power station | 1 | fossil gas |  | operating | no | 38 | 1998 | not planned | CCGT | chp | no | Lyngby | 55.7847 | 12.5228 | yes |  | Equinor [100%]
Denmark | DK-9-1 | DK-9 | Akzo Mariager power station | 1 | fossil gas |  | operating | no | 25 | 1999 | not planned | CCGT | chp | no | Mariager | 56.6813 | 10.0422 | yes |  | Nouryon [100%]
Denmark | DK-10-1 | DK-10 | Fyns power station | 7 | fossil gas |  | operating | yes | 362 | 2024 | 2030 | OCGT | not found | yes | Odense | 55.4294 | 10.4102 | no |  | Fjernvarme Fyn [100%]
Denmark | DK-11-1 | DK-11 | Silkeborgvaerket | 1 | fossil gas |  | operating | no | 108 | 1995 | not planned | CCGT | chp | no | Silkeborg | 56.201 | 9.558 | no |  | Silkeborg Forsyning [100%]
Denmark | DK-13-1 | DK-13 | Sonderborg Kraftvarmevaerk CHP power station | GT1 | fossil gas | waste | operating | no | 52 | 1996 | not planned | OCGT | chp | no | Sønderborg | 54.9303 | 9.7819 | no |  | Sønderborg Fjernvarme Amba [100%]
Denmark | DK-14-1 | DK-14 | Viborg power station | 1 | fossil gas |  | operating | no | 57 | 1996 | not planned | CCGT | chp | no | Viborg | 56.4738 | 9.4126 | no |  | Energi Viborg [100%]
Estonia | EE-1-1 | EE-1 | Iru power station | 1 | fossil gas | oil | operating | no | 80 | 1978 | not planned | CCGT | chp | no | Maardu | 59.4514 | 24.9246 | no |  | Eesti Energia [100%]
Estonia | EE-1-2 | EE-1 | Iru power station | 2 | fossil gas | oil | operating | no | 116 | 1982 | not planned | CCGT | chp | no | Maardu | 59.4514 | 24.9246 | no |  | Eesti Energia [100%]
Estonia | EE-2-1 | EE-2 | Kiisa ERPP power station | 1 & 2 | fossil gas | oil | mothballed | no | 250 | 2013 | not planned | ICCC | conventional | no | Kiisa | 59.246 | 24.7074 | no |  | Elering [100%]
Estonia | EE-3-1 | EE-3 | Narva peaking power plant | 1 | fossil gas | hydrogen | pre-construction | no | 100 | 2028 | not planned | CCGT | chp | no | Narva | 59.3538 | 28.1216 | no |  | Eesti Energia [100%]
Finland | FI-2-1 | FI-2 | Suomenoja power station | 2 | fossil gas | oil | operating | no | 234 | 2009 | not planned | CCGT | chp | no | Espoo | 60.1491 | 24.7184 | no |  | Fortum [100%]
Finland | FI-2-2 | FI-2 | Suomenoja power station | 6 | fossil gas | oil | operating | no | 45 | 1989 | not planned | OCGT | chp | no | Espoo | 60.1491 | 24.7184 | no |  | Fortum [100%]
Finland | FI-3-1 | FI-3 | Vuosaari power station | A | fossil gas | oil | operating | no | 163 | 1991 | not planned | CCGT | chp | no | Helsinki | 60.2203 | 25.1697 | no |  | Helen. [100%]
Finland | FI-3-2 | FI-3 | Vuosaari power station | B | fossil gas | oil | operating | no | 485 | 1997 | not planned | CCGT | chp | no | Helsinki | 60.2203 | 25.1697 | no |  | Helen. [100%]
Finland | FI-7-1 | FI-7 | Porvoo power station | 1 | fossil gas |  | operating | no | 70 | 1998 | not planned | OCGT | not found | no | Kilpilahti | 60.3125 | 25.5248 | no |  | Republic of Finland [100%]
Finland | FI-8-1 | FI-8 | Porvoo Refinery power station | 1 | fossil gas |  | operating | no | 48 | 2018 | not planned | ST | chp | no | Kilpilahti | 60.3073 | 25.497 | yes |  | Borealis [20%] ; Neste [40%] ; Veolia [40%]
Finland | FI-8-2 | FI-8 | Porvoo Refinery power station | KT2 | fossil gas | oil | operating | no | 48 | 2007 | not planned | CCGT | chp | no | Porvoo | 60.3073 | 25.497 | yes |  | Borealis [20%] ; Neste [40%] ; Veolia [40%]
Finland | FI-8-3 | FI-8 | Porvoo Refinery power station | KT3 | fossil gas | oil | operating | no | 73 | 2009 | not planned | CCGT | chp | no | Porvoo | 60.3073 | 25.497 | yes |  | Borealis [20%] ; Neste [40%] ; Veolia [40%]
Finland | FI-9-1 | FI-9 | Kirkniemi Mill power station | K3 | fossil gas | oil | operating | no | 55 | 1997 | not planned | CCGT | chp | no | Kirkniemi | 60.1909 | 23.9437 | yes |  | Sappi. [100%]
Finland | FI-9-2 | FI-9 | Kirkniemi Mill power station | K4 | fossil gas | oil | operating | no | 49 | 1997 | not planned | CCGT | chp | no | Kirkniemi | 60.1909 | 23.9437 | yes |  | Sappi. [100%]
Finland | FI-11-1 | FI-11 | Hinkismaeki power station | 1 | fossil gas | oil | operating | no | 45 | 1988 | not planned | OCGT | chp | no | Kouvola | 60.8719 | 26.7014 | no |  | KSS Energia [100%]
Finland | FI-15-1 | FI-15 | Nokia kombi power station | 1 | fossil gas | oil | operating | no | 72 | 1997 | not planned | CCGT | chp | no | Nokia | 61.4743 | 23.4966 | no |  | Leppäkosken Sähkö [100%]
Finland | FI-16-1 | FI-16 | Lielahti power station | 1 | fossil gas | oil | operating | no | 142 | 1988 | not planned | CCGT | chp | no | Tampere | 61.5104 | 23.6752 | no |  | Tampereen kaupunki [100%]
Finland | FI-17-1 | FI-17 | Naistenlahti power station | 1 | fossil gas | oil | mothballed | no | 129 | 1971 | not planned | CCGT | chp | no | Tampere | 61.5097 | 23.7775 | no |  | Tampereen kaupunki [100%]
Finland | FI-21-1 | FI-21 | M-real Tako Board mill | T2 | fossil gas | heavy fuel oil | operating | no | 5 | unknown | not planned | not found | conventional | no | Tampere | 61.5007 | 23.7722 | yes |  | Metsä Group [100%]
Finland | FI-21-2 | FI-21 | M-real Tako Board mill | T5 | fossil gas | heavy fuel oil | operating | no | 12 | unknown | not planned | not found | chp | no | Tampere | 61.5007 | 23.7722 | yes |  | Metsä Group [100%]
France | FR-1-1 | FR-1 | Tavaux power station | 1 | fossil gas |  | operating | no | 48 | 2000 | not planned | ST | chp | no | Abergement-la-Ronce | 47.0552 | 5.397 | yes | probable ¦ 10 | EDF [50%] ; Solvay [50%]
France | FR-1-2 | FR-1 | Tavaux power station | 2 | fossil gas |  | operating | no | 48 | 2000 | not planned | ST | chp | no | Abergement-la-Ronce | 47.0552 | 5.397 | yes | probable ¦ 10 | EDF [50%] ; Solvay [50%]
France | FR-1-3 | FR-1 | Tavaux power station | 7 | fossil gas |  | operating | no | 23 | 1964 | not planned | ST | chp | no | Abergement-la-Ronce | 47.0552 | 5.397 | yes | probable ¦ 10 | Solvay [100%]
France | FR-1-4 | FR-1 | Tavaux power station | 8 | fossil gas |  | operating | no | 23 | 1965 | not planned | ST | chp | no | Abergement-la-Ronce | 47.0552 | 5.397 | yes | probable ¦ 10 | Solvay [100%]
France | FR-2-1 | FR-2 | Sethelec D'Arles power station | 1 | fossil gas |  | operating | no | 43 | 2002 | not planned | OCGT | chp | no | Arles | 43.6735 | 4.6087 | no | probable ¦ 10 | Engie [100%]
France | FR-3-1 | FR-3 | Blenod power station | 51 | fossil gas |  | operating | no | 295 | 2011 | not planned | CCGT | conventional | no | Blénod-lès-Pont-à-Mousson | 48.869 | 6.0842 | no | yes ¦ 10 | EDF [100%]
France | FR-3-2 | FR-3 | Blenod power station | 52 | fossil gas |  | operating | no | 156 | 2011 | not planned | CCGT | conventional | no | Blénod-lès-Pont-à-Mousson | 48.869 | 6.0842 | no | yes ¦ 10 | EDF [100%]
France | FR-4-1 | FR-4 | Bouchain power station | 1 | fossil gas |  | operating | no | 563 | 2016 | not planned | CCGT | chp | no | Bouchain | 50.2987 | 3.3156 | no | yes ¦ 10 | EDF [100%]
France | FR-5-1 | FR-5 | Combigolfe power station | 1 | fossil gas |  | operating | no | 435 | 2010 | not planned | CCGT | conventional | no | Fos-sur-Mer | 43.4072 | 4.8676 | no | yes ¦ 10 | Engie [100%]
France | FR-6-1 | FR-6 | Cycofos power station | 1 | fossil gas |  | operating | no | 451 | 2009 | not planned | CCGT | conventional | no | Fos-sur-Mer | 43.428 | 4.8865 | no | yes ¦ 10 | Engie [100%]
France | FR-7-1 | FR-7 | Gennevilliers power station | 1 | fossil gas |  | operating | no | 203 | 1992 | not planned | OCGT | conventional | no | Gennevilliers | 48.937 | 2.2614 | no | yes ¦ 10 | EDF [100%]
France | FR-8-1 | FR-8 | Amfard power station | 14 | fossil gas |  | operating | no | 125 | 2003 | not planned | CCGT | chp | no | Gonfreville-l'Orcher | 49.48 | 0.22 | yes | yes ¦ 10 | Chevron U.S.A. [25%] ; EDF [50%] ; TotalEnergies [25%]
France | FR-8-2 | FR-8 | Amfard power station | 15 | fossil gas |  | operating | no | 125 | 2003 | not planned | CCGT | chp | no | Gonfreville-l'Orcher | 49.48 | 0.22 | yes | yes ¦ 10 | Chevron U.S.A. [25%] ; EDF [50%] ; TotalEnergies [25%]
France | FR-9-1 | FR-9 | Darblay power station | 5 | fossil gas |  | operating | no | 24 | 1980 | not planned | OCGT | chp | no | Grand-Couronne | 49.3768 | 1.0147 | no | probable ¦ 10 | DCC Energy [100%]
France | FR-11-1 | FR-11 | Haubourdin power station | 1 | fossil gas |  | operating | no | 47 | 2000 | not planned | CCGT | chp | no | Haubourdin | 50.6063 | 2.9832 | yes | probable ¦ 10 | Cargill Incorporated [100%]
France | FR-12-1 | FR-12 | Montereau power station | 5 | fossil gas |  | operating | no | 200 | 2010 | not planned | OCGT | conventional | no | La Grande-Paroisse | 48.3803 | 2.8511 | no | probable ¦ 10 | EDF [100%]
France | FR-12-2 | FR-12 | Montereau power station | 6 | fossil gas |  | operating | no | 200 | 2010 | not planned | OCGT | conventional | no | La Grande-Paroisse | 48.3803 | 2.8511 | no | probable ¦ 10 | EDF [100%]
France | FR-13-1 | FR-13 | Lacq power station | 4 | fossil gas |  | operating | no | 21 | 1995 | not planned | ST | conventional | no | Lacq | 43.412 | -0.63512 | no | probable ¦ 10 | TotalEnergies [100%]
France | FR-14-1 | FR-14 | Landivisiau power station | 1 | fossil gas |  | operating | no | 446 | 2021 | not planned | CCGT | conventional | no | Landivisiau | 48.5101 | -4.0733 | no | yes ¦ 5 | Asterion Industrial Partners [50%] ; TotalEnergies [50%]
France | FR-15-1 | FR-15 | La Madeleine power station | 1 | fossil gas |  | operating | no | 48 | 1999 | not planned | ST | chp | no | Laneuveville-devant-Nancy | 48.6391 | 6.2671 | yes | probable ¦ 10 | Humens Group [100%]
France | FR-15-2 | FR-15 | La Madeleine power station | 2 | fossil gas |  | operating | no | 48 | 1999 | not planned | ST | chp | no | Laneuveville-devant-Nancy | 48.6391 | 6.2671 | yes | probable ¦ 10 | Humens Group [100%]
France | FR-16-1 | FR-16 | Champblain power station | 1 | fossil gas |  | operating | no | 44 | 1999 | not planned | OCGT | chp | no | Laveyron | 45.2168 | 4.81 | yes | probable ¦ 10 | Saica [100%]
France | FR-17-1 | FR-17 | Condat-Le-Lardin power station | 1 | fossil gas |  | operating | no | 44 | 2000 | not planned | ST | conventional | no | Le Lardin-Saint-Lazare | 45.1267 | 1.2301 | yes | probable ¦ 10 | Lecta [100%]
France | FR-17-2 | FR-17 | Condat-Le-Lardin power station | 2 | fossil gas |  | operating | no | 44 | 2000 | not planned | ST | conventional | no | Le Lardin-Saint-Lazare | 45.1267 | 1.2301 | yes | probable ¦ 10 | Lecta [100%]
France | FR-18-1 | FR-18 | Pont-de-Claix power station | 8 | fossil gas |  | operating | no | 26 | 1969 | not planned | CCGT | chp | no | Le Pont-de-Claix | 45.1201 | 5.7098 | yes | probable ¦ 10 | Solvay [100%]
France | FR-18-2 | FR-18 | Pont-de-Claix power station | 9 | fossil gas |  | operating | no | 26 | 1972 | not planned | CCGT | chp | no | Le Pont-de-Claix | 45.1201 | 5.7098 | yes | probable ¦ 10 | Solvay [100%]
France | FR-18-3 | FR-18 | Pont-de-Claix power station | 10 | fossil gas |  | operating | no | 26 | 1972 | not planned | CCGT | chp | no | Le Pont-de-Claix | 45.1201 | 5.7098 | yes | probable ¦ 10 | Solvay [100%]
France | FR-19-1 | FR-19 | Les Ulis power station | 2 | fossil gas |  | operating | no | 49 | 2001 | not planned | ST | chp | no | Les Ulis | 48.6758 | 2.1787 | no | probable ¦ 10 | Enerlis [100%]
France | FR-20-1 | FR-20 | Lestrem power station | 1 | fossil gas |  | operating | no | 40 | 2000 | not planned | OCGT | chp | no | Lestrem | 50.6347 | 2.6796 | yes | probable ¦ 10 | Roquette Freres [100%]
France | FR-20-2 | FR-20 | Lestrem power station | 2 | fossil gas |  | operating | no | 40 | 2000 | not planned | OCGT | chp | no | Lestrem | 50.6347 | 2.6796 | yes | probable ¦ 10 | Roquette Freres [100%]
France | FR-21-1 | FR-21 | Mont-de-Terre power station | 1 | fossil gas |  | operating | no | 46 | 2001 | not planned | OCGT | chp | no | Lille | 50.6212 | 3.0891 | no | probable ¦ 10 | EDF [100%]
France | FR-22-1 | FR-22 | Ruhbogen power station | 1 | fossil gas |  | operating | no | 50 | 2020 | not planned | OCGT | conventional | no | Marckolsheim | 48.1689 | 7.5995 | yes | probable ¦ 10 | Tereos [100%]
France | FR-23-1 | FR-23 | Lavera power station | 1 | fossil gas |  | operating | no | 68 | 2000 | not planned | OCGT | chp | no | Martigues | 43.3839 | 5.0025 | yes | probable ¦ 10 | Ineos Group [50%] ; PetroChina [50%]
France | FR-23-2 | FR-23 | Lavera power station | 2 | fossil gas |  | operating | no | 38 | 2000 | not planned | OCGT | chp | no | Martigues | 43.3839 | 5.0025 | yes | probable ¦ 10 | Ineos Group [50%] ; PetroChina [50%]
France | FR-24-1 | FR-24 | Martigues-Ponteau power station | 51 | fossil gas |  | operating | no | 304 | 2012 | not planned | CCGT | chp | no | Martigues | 43.3582 | 5.0211 | no | yes ¦ 10 | EDF [100%]
France | FR-24-2 | FR-24 | Martigues-Ponteau power station | 52 | fossil gas |  | operating | no | 191 | 2012 | not planned | CCGT | chp | no | Martigues | 43.3582 | 5.0211 | no | yes ¦ 10 | EDF [100%]
France | FR-24-3 | FR-24 | Martigues-Ponteau power station | 61 | fossil gas |  | operating | no | 304 | 2012 | not planned | CCGT | chp | no | Martigues | 43.3582 | 5.0211 | no | yes ¦ 10 | EDF [100%]
France | FR-24-4 | FR-24 | Martigues-Ponteau power station | 62 | fossil gas |  | operating | no | 191 | 2011 | not planned | CCGT | chp | no | Martigues | 43.3582 | 5.0211 | no | yes ¦ 10 | EDF [100%]
France | FR-25-1 | FR-25 | Meaux power station | 1 | fossil gas |  | operating | no | 28 | 2000 | not planned | ST | chp | no | Meaux | 48.9508 | 2.9247 | no | probable ¦ 10 | Coriance [100%]
France | FR-26-1 | FR-26 | Nesle power station | 1 | fossil gas |  | operating | no | 24 | 1997 | not planned | ST | conventional | no | Mesnil-Saint-Nicaise | 49.7688 | 2.9023 | yes | probable ¦ 10 | Tereos [100%]
France | FR-26-2 | FR-26 | Nesle power station | 2 | fossil gas |  | operating | no | 24 | 2001 | not planned | ST | conventional | no | Mesnil-Saint-Nicaise | 49.7688 | 2.9023 | yes | probable ¦ 10 | Tereos [100%]
France | FR-27-1 | FR-27 | Chambière power station | 1 | fossil gas |  | operating | no | 45 | 1992 | not planned | OCGT | chp | yes | Metz | 49.1293 | 6.1836 | no | probable ¦ 10 | City of Metz [100%]
France | FR-28-1 | FR-28 | Bilho power station | 1 | fossil gas |  | operating | no | 46 | 2000 | not planned | OCGT | conventional | no | Montoir-de-Bretagne | 47.3071 | -2.1379 | no | probable ¦ 10 | not found [100%]
France | FR-29-1 | FR-29 | Montoir-De-Bretagne power station | 1 | fossil gas |  | operating | no | 478 | 2010 | not planned | CCGT | conventional | no | Montoir-de-Bretagne | 47.3072 | -2.1372 | no | yes ¦ 10 | Engie [100%]
France | FR-30-1 | FR-30 | Pont sur sambre power station | 1 | fossil gas |  | operating | no | 450 | 2009 | not planned | CCGT | conventional | no | Pont-sur-Sambre | 50.2291 | 3.8681 | no | yes ¦ 10 | TotalEnergies [100%]
France | FR-31-1 | FR-31 | Dombasle power station | 1 | fossil gas |  | operating | no | 46 | 1999 | not planned | ST | chp | no | Rosières-aux-Salines | 48.6283 | 6.3371 | yes | probable ¦ 10 | Solvay [100%]
France | FR-32-1 | FR-32 | Emile Huchet power station | 7 | fossil gas |  | operating | no | 434 | 2009 | not planned | CCGT | conventional | no | Saint-Avold | 49.1526 | 6.7018 | no | yes ¦ 6 | TotalEnergies [100%]
France | FR-32-2 | FR-32 | Emile Huchet power station | 8 | fossil gas |  | operating | no | 434 | 2009 | not planned | CCGT | conventional | no | Saint-Avold | 49.1526 | 6.7018 | no | yes ¦ 6 | TotalEnergies [100%]
France | FR-32-3 | FR-32 | Emile Huchet power station | GT | fossil gas |  | pre-construction | no | 627 | 2027 | not planned | CCGT | conventional | yes | Saint-Avold | 49.1526 | 6.7018 | no |  | EP Group [100%]
France | FR-33-1 | FR-33 | Saint-Étienne-du-Rouvray power station | 9 | fossil gas |  | operating | no | 45 | 2000 | not planned | CCGT | chp | no | Saint-Étienne-du-Rouvray | 49.3652 | 1.1159 | no | probable ¦ 10 | Taranis Energy [100%]
France | FR-33-2 | FR-33 | Saint-Étienne-du-Rouvray power station | 10 | fossil gas |  | operating | no | 45 | 2000 | not planned | CCGT | chp | no | Saint-Étienne-du-Rouvray | 49.3652 | 1.1159 | no | probable ¦ 10 | Taranis Energy [100%]
France | FR-33-3 | FR-33 | Saint-Étienne-du-Rouvray power station | 11 | fossil gas |  | operating | no | 32 | 2007 | not planned | CCGT | chp | no | Saint-Étienne-du-Rouvray | 49.3652 | 1.1159 | no | probable ¦ 10 | Taranis Energy [100%]
France | FR-34-1 | FR-34 | Saint Fons power station | 1 | fossil gas |  | operating | no | 44 | 1999 | not planned | ST | chp | no | Saint-Fons | 45.6872 | 4.843 | yes | probable ¦ 10 | SK Capital Partners [100%]
France | FR-34-2 | FR-34 | Saint Fons power station | 1 | fossil gas |  | operating | no | 44 | 1998 | not planned | OCGT | chp | no | Saint-Fons | 45.7035 | 4.8486 | yes | probable ¦ 10 | SK Capital Partners [100%]
France | FR-35-1 | FR-35 | Saint-Ouen-sur-Seine power station | 1 | fossil gas |  | operating | no | 125 | 2000 | not planned | OCGT | chp | no | Saint-Ouen-sur-Seine | 48.9117 | 2.3276 | no | yes ¦ 10 | Engie [100%]
France | FR-36-1 | FR-36 | Morandes Power station | 1 | fossil gas |  | operating | no | 414 | 2011 | not planned | CCGT | conventional | no | Saint-Pourçain-sur-Sioule | 46.2727 | 3.3009 | no | probable ¦ 10 | TotalEnergies [100%]
France | FR-37-1 | FR-37 | Peage-de-Roussillion-Sud power station | 7 | fossil gas |  | operating | no | 44 | 1999 | not planned | OCGT | chp | no | Salaise-sur-Sanne | 45.3498 | 4.7961 | yes | probable ¦ 10 | Adisseo [100%]
France | FR-38-1 | FR-38 | Croix-de-Metz power station | 1 | fossil gas |  | operating | no | 440 | 2012 | not planned | CCGT | conventional | no | Toul | 48.6934 | 5.9147 | no | yes ¦ 10 | TotalEnergies [100%]
France | FR-39-1 | FR-39 | Vitry-sur-Seine cogeneration power station | 1 | fossil gas |  | operating | no | 100 | 2001 | not planned | OCGT | chp | no | Vitry-sur-Seine | 48.7892 | 2.4173 | no | yes ¦ 10 | Engie [100%]
France | FR-40-1 | FR-40 | Fos-sur-Mer power station | CHP | fossil gas |  | operating | no | 45 | 1999 | not planned | OCGT | chp | no | Fos-sur-Mer | 43.4256 | 4.8452 | yes | probable ¦ 10 | Air Liquide [100%]
France | FR-41-1 | FR-41 | Renaires power station | GT1 | fossil gas |  | operating | no | 25 | 2020 | not planned | OCGT | not found | no | Martigues | 43.3609 | 5.0171 | no | probable ¦ 10 | not found [100%]
France | FR-42-1 | FR-42 | Saillat power station | 1 | fossil gas |  | operating | no | 12 | 1985 | not planned | CCGT | chp | no | Saillat-sur-Vienne | 45.8714 | 0.8358 | yes | probable ¦ 10 | Engie [100%]
France | FR-42-2 | FR-42 | Saillat power station | 2 | fossil gas |  | operating | no | 4 | 1985 | not planned | ST | chp | no | Saillat-sur-Vienne | 45.8714 | 0.8358 | yes | probable ¦ 10 | Engie [100%]
Germany | DE-1-1 | DE-1 | Ahrensfelde power station | A | fossil gas |  | mothballed | no | 37 | 1990 | not planned | OCGT | conventional | no | Ahrensfelde | 52.5896 | 13.5586 | no | yes ¦ 3 | EP Group [100%]
Germany | DE-1-2 | DE-1 | Ahrensfelde power station | B | fossil gas |  | mothballed | no | 37 | 1990 | not planned | OCGT | conventional | no | Ahrensfelde | 52.5896 | 13.5586 | no | yes ¦ 3 | EP Group [100%]
Germany | DE-1-3 | DE-1 | Ahrensfelde power station | C | fossil gas |  | mothballed | no | 37 | 1991 | not planned | OCGT | conventional | no | Ahrensfelde | 52.5896 | 13.5586 | no | yes ¦ 3 | EP Group [100%]
Germany | DE-1-4 | DE-1 | Ahrensfelde power station | D | fossil gas |  | mothballed | no | 37 | 1992 | not planned | OCGT | conventional | no | Ahrensfelde | 52.5896 | 13.5586 | no | yes ¦ 3 | EP Group [100%]
Germany | DE-2-1 | DE-2 | Altbach/Deizisau power station | Block 4 GT A (solo) | fossil gas |  | operating | no | 45 | 1971 | not planned | OCGT | conventional | no | Altbach | 48.7273 | 9.3816 | no |  | EnBW [100%]
Germany | DE-2-2 | DE-2 | Altbach/Deizisau power station | GT B | fossil gas |  | operating | no | 57 | 1973 | not planned | OCGT | conventional | no | Altbach | 48.7273 | 9.3816 | no |  | EnBW [100%]
Germany | DE-2-3 | DE-2 | Altbach/Deizisau power station | GT C | fossil gas |  | operating | no | 81 | 1975 | not planned | OCGT | conventional | no | Altbach | 48.7273 | 9.3816 | no |  | EnBW [100%]
Germany | DE-2-4 | DE-2 | Altbach/Deizisau power station | GT E | fossil gas |  | operating | no | 65 | 1997 | not planned | OCGT | chp | yes | Altbach | 48.7172 | 9.3708 | no |  | EnBW [100%]
Germany | DE-2-5 | DE-2 | Altbach/Deizisau power station | HKW3 | fossil gas |  | construction | no | 665 | 2027 | not planned | CCGT | chp | yes | Altbach | 48.7172 | 9.3708 | no |  | EnBW [100%]
Germany | DE-3-1 | DE-3 | CHP station Buchmann Karton | 1 | fossil gas |  | operating | no | 24 | 1976 | not planned | CCGT | chp | no | Annweiler | 49.2079 | 7.9314 | yes |  | Kartonfabrik Buchmann [100%]
Germany | DE-4-1 | DE-4 | DS Smith Aschaffenburg Mill power station | 1 | fossil gas |  | operating | no | 32 | 2013 | not planned | CCGT | chp | no | Aschaffenburg | 49.9882 | 9.1558 | yes |  | E.ON [100%]
Germany | DE-5-1 | DE-5 | Augsburg power station | DT 2 | fossil gas |  | operating | no | 31 | 1976 | not planned | ST | chp | no | Augsburg | 48.3745 | 10.9039 | no |  | Stadtwerke Augsburg [100%]
Germany | DE-6-1 | DE-6 | Augsburg-Ost combined heat and power station | 1 | fossil gas |  | operating | no | 20 | 2004 | not planned | CCGT | chp | no | Augsburg | 48.4017 | 10.9352 | no |  | Stadtwerke Augsburg [100%]
Germany | DE-7-1 | DE-7 | UPM Augsburg power station | 1 | fossil gas |  | retired | already retired | 30 | 1992 | 2023 | ST | conventional | no | Augsburg | 48.3793 | 10.8991 | yes |  | UPM-Kymmene [100%]
Germany | DE-8-1 | DE-8 | Baunatal power station | DT | fossil gas |  | operating | no | 29 | 2013 | not planned | ST | chp | no | Baunatal | 51.2559 | 9.4484 | yes |  | Volkswagen [100%]
Germany | DE-8-2 | DE-8 | Baunatal power station | GT | fossil gas |  | operating | no | 45 | 2013 | not planned | CCGT | chp | no | Baunatal | 51.2529 | 9.4044 | yes |  | Volkswagen [100%]
Germany | DE-10-1 | DE-10 | Berlin Mitte power station | DT | fossil gas |  | operating | no | 116 | 1997 | not planned | CCGT | chp | no | Berlin | 52.5117 | 13.4209 | no |  | BEW [100%]
Germany | DE-10-2 | DE-10 | Berlin Mitte power station | GT 1 | fossil gas |  | operating | no | 164 | 1997 | not planned | OCGT | chp | no | Berlin | 52.5117 | 13.4209 | no |  | BEW [100%]
Germany | DE-10-3 | DE-10 | Berlin Mitte power station | GT 2 | fossil gas |  | operating | no | 164 | 1997 | not planned | OCGT | chp | no | Berlin | 52.5117 | 13.4209 | no |  | BEW [100%]
Germany | DE-11-1 | DE-11 | Berlin-Klingenberg power station | DT 1 | fossil gas |  | operating | no | 52 | 1981 | not planned | ST | chp | yes | Berlin | 52.4889 | 13.4968 | no |  | BEW [100%]
Germany | DE-11-2 | DE-11 | Berlin-Klingenberg power station | DT 2 | fossil gas |  | operating | no | 56 | 1981 | not planned | ST | chp | yes | Berlin | 52.4889 | 13.4968 | no |  | BEW [100%]
Germany | DE-11-3 | DE-11 | Berlin-Klingenberg power station | DT 3 | fossil gas |  | operating | no | 56 | 1982 | not planned | ST | chp | yes | Berlin | 52.4889 | 13.4968 | no |  | BEW [100%]
Germany | DE-12-1 | DE-12 | Berlin-Marzahn power station | 1 | fossil gas |  | operating | no | 190 | 2020 | not planned | CCGT | chp | no | Berlin | 52.5186 | 13.3762 | no |  | BEW [100%]
Germany | DE-13-1 | DE-13 | Charlottenburg power station | GT 4 | fossil gas |  | operating | no | 72 | 1976 | not planned | OCGT | chp | no | Berlin | 52.5219 | 13.3111 | no |  | BEW [100%]
Germany | DE-13-2 | DE-13 | Charlottenburg power station | GT 5 | fossil gas |  | operating | no | 72 | 1976 | not planned | OCGT | chp | no | Berlin | 52.5219 | 13.3111 | no |  | BEW [100%]
Germany | DE-14-1 | DE-14 | Lichterfelde power station | DT | fossil gas |  | operating | no | 115 | 2019 | not planned | CCGT | chp | no | Berlin | 52.4252 | 13.3098 | no |  | BEW [100%]
Germany | DE-14-2 | DE-14 | Lichterfelde power station | GT | fossil gas |  | operating | no | 185 | 2019 | not planned | CCGT | chp | no | Berlin | 52.4252 | 13.3098 | no |  | BEW [100%]
Germany | DE-15-1 | DE-15 | Bernburg Alkali power station | 1 | fossil gas |  | operating | no | 22 | 2019 | not planned | ST | chp | no | Bernburg | 51.8026 | 11.7515 | yes |  | Solvay [100%]
Germany | DE-15-2 | DE-15 | Bernburg Alkali power station | GT 1 | fossil gas |  | operating | no | 59 | 2019 | not planned | CCGT | chp | no | Bernburg | 51.8026 | 11.7515 | yes |  | Solvay [100%]
Germany | DE-15-3 | DE-15 | Bernburg Alkali power station | GT2 | fossil gas |  | operating | no | 64 | 1994 | not planned | CCGT | chp | no | Bernburg | 51.8026 | 11.7515 | yes |  | Solvay [100%]
Germany | DE-16-1 | DE-16 | Schildescher Strasse power station | DT 3 | fossil gas |  | operating | no | 20 | 1966 | not planned | ST | chp | no | Bielefeld | 52.0339 | 8.5385 | no |  | Stadtwerke Bielefeld Group [100%]
Germany | DE-16-2 | DE-16 | Schildescher Strasse power station | DT 4 | fossil gas |  | operating | no | 28 | 1980 | not planned | ST | chp | no | Bielefeld | 52.0339 | 8.5385 | no |  | Stadtwerke Bielefeld Group [100%]
Germany | DE-16-3 | DE-16 | Schildescher Strasse power station | GT | fossil gas |  | operating | no | 24 | 1977 | not planned | CCGT | chp | no | Bielefeld | 52.0367 | 8.5389 | no |  | Stadtwerke Bielefeld Group [100%]
Germany | DE-17-1 | DE-17 | Bitterfeld power station | 1 | fossil gas |  | operating | no | 108 | 2000 | not planned | CCGT | chp | no | Bitterfeld-Wolfen | 51.6249 | 12.3071 | no |  | enviaM [100%]
Germany | DE-17-2 | DE-17 | Bitterfeld power station | 2 | fossil gas |  | operating | no | 2 | 2016 | not planned | ST | chp | no | Bitterfeld-Wolfen | 51.6249 | 12.3071 | no |  | enviaM [100%]
Germany | DE-18-1 | DE-18 | Wolfen power station | 1 | fossil gas |  | operating | no | 50 | 1996 | not planned | OCGT | conventional | no | Bitterfeld-Wolfen | 51.6569 | 12.2581 | no |  | enviaM [100%]
Germany | DE-19-1 | DE-19 | Hiltrop power station | 1 | fossil gas |  | operating | no | 43 | 1975 | not planned | ST | chp | no | Bochum | 51.508 | 7.2503 | no |  | EWMR [100%]
Germany | DE-20-1 | DE-20 | Bonn-Nord power station | DT GuD | fossil gas |  | operating | no | 74 | 2013 | not planned | ST | chp | no | Bonn | 50.7338 | 7.0805 | no |  | Stadtwerke Bonn (SWB) [100%]
Germany | DE-20-2 | DE-20 | Bonn-Nord power station | GT 1 GuD | fossil gas |  | operating | no | 21 | 1998 | not planned | CCGT | chp | no | Bonn | 50.7338 | 7.0805 | no |  | Stadtwerke Bonn (SWB) [100%]
Germany | DE-20-3 | DE-20 | Bonn-Nord power station | GT 2 GuD | fossil gas |  | operating | no | 39 | 2024 | not planned | CCGT | chp | no | Bonn | 50.7338 | 7.0805 | no |  | Stadtwerke Bonn (SWB) [100%]
Germany | DE-21-1 | DE-21 | Kirchmoeser power station | DT | fossil gas |  | operating | no | 56 | 1994 | not planned | ST | conventional | no | Brandenburg | 52.3942 | 12.4181 | no |  | Uniper [100%]
Germany | DE-21-2 | DE-21 | Kirchmoeser power station | GT 1 | fossil gas |  | operating | no | 60 | 1994 | not planned | CCGT | conventional | no | Brandenburg | 52.3942 | 12.4181 | no |  | Uniper [100%]
Germany | DE-21-3 | DE-21 | Kirchmoeser power station | GT 2 | fossil gas |  | operating | no | 60 | 1994 | not planned | CCGT | conventional | no | Brandenburg | 52.3942 | 12.4181 | no |  | Uniper [100%]
Germany | DE-22-1 | DE-22 | Brandenburg Havel power station | 1 | fossil gas |  | operating | no | 37 | 1997 | not planned | ST | chp | no | Brandenburg an der Havel | 51.5122 | 13.9711 | no |  | E.DIS [100%]
Germany | DE-23-1 | DE-23 | Braunschweig Mitte power station | Block 12 | fossil gas |  | retired | already retired | 20 | 1971 | 2024 | CCGT | chp | yes | Braunschweig | 52.2786 | 10.5147 | no |  | Veolia [100%]
Germany | DE-23-2 | DE-23 | Braunschweig Mitte power station | GuD | fossil gas |  | operating | no | 98 | 2023 | not planned | CCGT | chp | yes | Braunschweig | 52.2786 | 10.5147 | no |  | Veolia [100%]
Germany | DE-23-3 | DE-23 | Braunschweig Mitte power station | GT | fossil gas |  | operating | no | 68 | 2023 | not planned | not found | chp | yes | Braunschweig | 52.2786 | 10.5147 | no |  | Veolia [100%]
Germany | DE-24-1 | DE-24 | Braunschweig Nord power station | 1 | fossil gas |  | operating | no | 25 | 1990 | not planned | OCGT | chp | no | Braunschweig | 52.2786 | 10.5147 | no |  | Veolia [100%]
Germany | DE-25-1 | DE-25 | Mittelsbüren power station | 1 | fossil gas |  | operating | no | 445 | 2014 | not planned | CCGT | conventional | no | Bremen | 53.1289 | 8.6852 | no |  | EWE Aktiengesellschaft [51%]
Germany | DE-26-1 | DE-26 | Burghausen power station | 12 | fossil gas |  | operating | no | 137 | 2001 | not planned | CCGT | chp | no | Burghausen | 48.1862 | 12.8458 | yes |  | Wacker Chemie [100%]
Germany | DE-26-2 | DE-26 | Burghausen power station | Generator 10 | fossil gas |  | operating | no | 38 | 2014 | not planned | ST | chp | no | Burghausen | 48.1862 | 12.8458 | yes |  | Wacker Chemie [100%]
Germany | DE-26-3 | DE-26 | Burghausen power station | Generator 8 | fossil gas |  | operating | no | 46 | 1979 | not planned | ST | chp | no | Burghausen | 48.1862 | 12.8458 | yes |  | Wacker Chemie [100%]
Germany | DE-26-4 | DE-26 | Burghausen power station | Generator 9 | fossil gas |  | operating | no | 14 | 1987 | not planned | ST | chp | no | Burghausen | 48.1862 | 12.8458 | yes |  | Wacker Chemie [100%]
Germany | DE-27-1 | DE-27 | Gendorf Works power station | 1 | fossil gas |  | operating | no | 73 | 1967 | not planned | ST | chp | no | Burgkirchen | 48.1768 | 12.7306 | yes |  | Infraserv Gendorf [100%]
Germany | DE-28-1 | DE-28 | Darmstadt power station | GT11 | fossil gas |  | mothballed | no | 47 | 2011 | not planned | OCGT | conventional | no | Darmstadt | 49.8849 | 8.6501 | no |  | HEAG [100%]
Germany | DE-28-2 | DE-28 | Darmstadt power station | GT12 | fossil gas |  | mothballed | no | 47 | 2011 | not planned | OCGT | conventional | no | Darmstadt | 49.8849 | 8.6501 | no |  | HEAG [100%]
Germany | DE-29-1 | DE-29 | Dessau power station | 1 | fossil gas |  | operating | no | 39 | 1996 | not planned | CCGT | chp | yes | Dessau-Roßlau | 51.8269 | 12.23 | no |  | Stadtwerke Dessau [100%]
Germany | DE-30-1 | DE-30 | Dormagen power station | DT | fossil gas |  | operating | no | 194 | 2000 | not planned | ST | chp | yes | Dormagen | 51.0791 | 6.8287 | yes |  | RWE [100%]
Germany | DE-30-2 | DE-30 | Dormagen power station | GT 1 | fossil gas |  | operating | no | 184 | 2000 | not planned | OCGT | chp | yes | Dormagen | 51.0791 | 6.8287 | yes |  | RWE [100%]
Germany | DE-30-3 | DE-30 | Dormagen power station | GT 2 | fossil gas |  | operating | no | 184 | 2000 | not planned | OCGT | chp | yes | Dormagen | 51.0791 | 6.8287 | yes |  | RWE [100%]
Germany | DE-31-1 | DE-31 | Nossener Bruecke power station | DT | fossil gas |  | operating | no | 74 | 1995 | not planned | CCGT | chp | no | Dresden | 51.0421 | 13.7086 | no |  | Technische Werke Dresden [100%]
Germany | DE-31-2 | DE-31 | Nossener Bruecke power station | GT1 | fossil gas |  | operating | no | 62 | 1995 | not planned | CCGT | chp | no | Dresden | 51.0421 | 13.7086 | no |  | Technische Werke Dresden [100%]
Germany | DE-31-3 | DE-31 | Nossener Bruecke power station | GT2 | fossil gas |  | operating | no | 62 | 1995 | not planned | CCGT | chp | no | Dresden | 51.0421 | 13.7086 | no |  | Technische Werke Dresden [100%]
Germany | DE-31-4 | DE-31 | Nossener Bruecke power station | GT3 | fossil gas |  | operating | no | 62 | 1995 | not planned | CCGT | chp | no | Dresden | 51.0421 | 13.7086 | no |  | Technische Werke Dresden [100%]
Germany | DE-32-1 | DE-32 | Duisburg III power station | Block A | fossil gas |  | operating | no | 40 | 1974 | not planned | ST | chp | no | Duisburg | 51.3907 | 6.7478 | no |  | DVV [100%]
Germany | DE-32-2 | DE-32 | Duisburg III power station | Block B | fossil gas |  | operating | no | 234 | 2004 | not planned | OCGT | chp | no | Duisburg | 51.3907 | 6.7478 | no |  | DVV [100%]
Germany | DE-33-1 | DE-33 | Power station DK | 1 | fossil gas |  | operating | no | 22 | 2011 | not planned | ST | chp | no | Duisburg | 51.4214 | 6.7414 | yes |  | Hargreaves Services [100%]
Germany | DE-34-1 | DE-34 | Lausward power station | GTE1 | fossil gas |  | operating | no | 67 | 1974 | not planned | OCGT | conventional | no | Düsseldorf | 51.2214 | 6.7313 | no |  | EnBW [100%]
Germany | DE-34-2 | DE-34 | Lausward power station | GTE2 | fossil gas |  | operating | no | 65 | 1975 | not planned | OCGT | conventional | no | Düsseldorf | 51.2214 | 6.7313 | no |  | EnBW [100%]
Germany | DE-34-3 | DE-34 | Lausward power station | GuD A | fossil gas |  | operating | no | 100 | 2000 | not planned | CCGT | chp | no | Düsseldorf | 51.2214 | 6.7313 | no |  | EnBW [100%]
Germany | DE-34-4 | DE-34 | Lausward power station | GuDF | fossil gas |  | operating | no | 595 | 2016 | not planned | CCGT | chp | no | Düsseldorf | 51.2214 | 6.7313 | no |  | EnBW [100%]
Germany | DE-35-1 | DE-35 | Model Saxony Paper power station | 1 | fossil gas |  | operating | no | 16 | 2009 | not planned | CCGT | chp | no | Eilenburg | 51.4596 | 12.5867 | yes |  | Model Group [100%]
Germany | DE-35-2 | DE-35 | Model Saxony Paper power station | 2 | fossil gas |  | operating | no | 31 | 2009 | not planned | CCGT | chp | no | Eilenburg | 51.4596 | 12.5867 | yes |  | Model Group [100%]
Germany | DE-37-1 | DE-37 | Eisenhüttenstadt power station | GuD | fossil gas |  | operating | no | 62 | 1954 | not planned | CCGT | conventional | no | Eisenhüttenstadt | 52.1437 | 14.6419 | yes |  | ArcelorMittal [100%]
Germany | DE-37-2 | DE-37 | Eisenhüttenstadt power station | 8 | fossil gas |  | shelved | no | 56 | unknown | not planned | ST | chp | no | Eisenhüttenstadt | 52.1613 | 14.6386 | yes |  | ArcelorMittal [100%]
Germany | DE-38-1 | DE-38 | Huntorf power station | 1 | fossil gas |  | operating | no | 321 | 1978 | not planned | OCGT | conventional | no | Elsfleth | 53.1897 | 8.4087 | no |  | Uniper [100%]
Germany | DE-39-1 | DE-39 | Eltmann power station | 1 | fossil gas |  | operating | no | 63 | 2017 | not planned | ST | chp | no | Eltmann | 49.984 | 10.6514 | yes |  | Palm Group [100%]
Germany | DE-40-1 | DE-40 | Emden power station | DT | fossil gas |  | mothballed | no | 433 | 1973 | not planned | ST | conventional | no | Emden | 53.3544 | 7.2492 | no |  | Statkraft [100%]
Germany | DE-40-2 | DE-40 | Emden power station | GT | fossil gas |  | mothballed | no | 52 | 1973 | not planned | OCGT | conventional | no | Emden | 53.3422 | 7.2062 | no | yes ¦ 3 | Statkraft [100%]
Germany | DE-41-1 | DE-41 | Erfurt-Ost power station | GT 1 | fossil gas |  | operating | no | 23 | 1999 | not planned | CCGT | chp | no | Erfurt | 51.0218 | 11.0355 | no |  | SWE Stadtwerke Erfurt [100%]
Germany | DE-41-2 | DE-41 | Erfurt-Ost power station | GT 2 | fossil gas |  | operating | no | 23 | 1999 | not planned | CCGT | chp | no | Erfurt | 51.0218 | 11.0355 | no |  | SWE Stadtwerke Erfurt [100%]
Germany | DE-41-3 | DE-41 | Erfurt-Ost power station | GT 3 | fossil gas |  | operating | no | 33 | 2014 | not planned | CCGT | chp | no | Erfurt | 51.0172 | 11.0402 | no |  | SWE Stadtwerke Erfurt [100%]
Germany | DE-41-4 | DE-41 | Erfurt-Ost power station | DT | fossil gas |  | operating | no | 34 | 1999 | not planned | ST | chp | no | Erfurt | 51.0218 | 11.0355 | no |  | SWE Stadtwerke Erfurt [100%]
Germany | DE-41-5 | DE-41 | Erfurt-Ost power station | T-DT | fossil gas |  | operating | no | 11 | 2022 | not planned | ST | chp | no | Erfurt | 51.0172 | 11.0402 | no |  | SWE Stadtwerke Erfurt [100%]
Germany | DE-42-1 | DE-42 | Erlangen power station | GuD1 | fossil gas |  | operating | no | 22 | 2005 | not planned | CCGT | chp | no | Erlangen | 49.593 | 11.0016 | no |  | Erlanger Stadtwerke [100%]
Germany | DE-42-2 | DE-42 | Erlangen power station | K6 | fossil gas |  | operating | no | 16 | 2022 | not planned | ST | chp | no | Erlangen | 49.593 | 11.0016 | no |  | Erlanger Stadtwerke [100%]
Germany | DE-42-3 | DE-42 | Erlangen power station | GuD2 | fossil gas |  | operating | no | 7 | 2014 | not planned | CCGT | chp | no | Erlangen | 49.593 | 11.0016 | no |  | Erlanger Stadtwerke [100%]
Germany | DE-43-1 | DE-43 | Akzo Obernburg power station | 1 | fossil gas |  | operating | no | 113 | 1956 | not planned | CCGT | chp | no | Erlenbach | 49.8293 | 9.1482 | yes |  | Kraftwerk Obernburg [100%]
Germany | DE-44-1 | DE-44 | Weisweiler power station | G VGT | fossil gas |  | operating | no | 200 | 2006 | not planned | ST | conventional | no | Eschweiler | 50.8402 | 6.3083 | no |  | RWE [100%]
Germany | DE-44-2 | DE-44 | Weisweiler power station | H VGT | fossil gas |  | operating | no | 200 | 2006 | not planned | ST | conventional | no | Eschweiler | 50.8402 | 6.3083 | no |  | RWE [100%]
Germany | DE-44-3 | DE-44 | Weisweiler power station | CC | fossil gas |  | pre-construction | no | 800 | 2030 | not planned | CCGT | not found | no | Eschweiler-Weisweiler | 50.8392 | 6.3211 | no |  | RWE [100%]
Germany | DE-45-1 | DE-45 | Flensburg power station | 7 | fossil gas |  | operating | no | 28 | 1980 | not planned | ST | chp | no | Flensburg | 54.8052 | 9.4302 | no |  | Stadtwerke Flensburg [100%]
Germany | DE-45-2 | DE-45 | Flensburg power station | DT 12 | fossil gas |  | operating | no | 27 | 2016 | not planned | ST | chp | yes | Flensburg | 54.8048 | 9.4334 | no |  | Stadtwerke Flensburg [100%]
Germany | DE-45-3 | DE-45 | Flensburg power station | GT 12 | fossil gas |  | operating | no | 50 | 2016 | not planned | OCGT | chp | yes | Flensburg | 54.8048 | 9.4334 | no |  | Stadtwerke Flensburg [100%]
Germany | DE-45-4 | DE-45 | Flensburg power station | DT 13 | fossil gas |  | operating | no | 38 | 2022 | not planned | ST | conventional | yes | Flensburg | 54.8048 | 9.4334 | no |  | Stadtwerke Flensburg [100%]
Germany | DE-45-5 | DE-45 | Flensburg power station | GT 13 | fossil gas |  | operating | no | 60 | 2022 | not planned | OCGT | conventional | yes | Flensburg | 54.8048 | 9.4334 | no |  | Stadtwerke Flensburg [100%]
Germany | DE-46-1 | DE-46 | Industrial park Hoechst power | Block A GTX1 | fossil gas |  | operating | no | 13 | 2003 | not planned | CCGT | chp | yes | Frankfurt | 50.0918 | 8.5311 | yes |  | Infraserv Höchst [100%]
Germany | DE-46-10 | DE-46 | Industrial park Hoechst power | VT2 | fossil gas |  | operating | no | 17 | 1983 | not planned | ST | conventional | yes | Frankfurt | 50.0918 | 8.5311 | yes |  | Infraserv Höchst [100%]
Germany | DE-46-11 | DE-46 | Industrial park Hoechst power | VT5 | fossil gas |  | operating | no | 14 | 1980 | not planned | ST | conventional | yes | Frankfurt | 50.0918 | 8.5311 | yes |  | Infraserv Höchst [100%]
Germany | DE-46-2 | DE-46 | Industrial park Hoechst power | Block A VT4 | fossil gas |  | operating | no | 27 | 2021 | not planned | ST | chp | yes | Frankfurt | 50.0918 | 8.5311 | yes |  | Infraserv Höchst [100%]
Germany | DE-46-3 | DE-46 | Industrial park Hoechst power | Block C GTX2 | fossil gas |  | operating | no | 50 | 2011 | not planned | OCGT | chp | yes | Frankfurt | 50.0918 | 8.5311 | yes |  | Infraserv Höchst [100%]
Germany | DE-46-4 | DE-46 | Industrial park Hoechst power | Block C GTX3 | fossil gas |  | operating | no | 50 | 2011 | not planned | OCGT | chp | yes | Frankfurt | 50.0918 | 8.5311 | yes |  | Infraserv Höchst [100%]
Germany | DE-46-5 | DE-46 | Industrial park Hoechst power | VT5 | fossil gas |  | operating | no | 17 | 1980 | not planned | ST | conventional | no | Frankfurt | 50.0937 | 8.5329 | yes |  | Infraserv Höchst [100%]
Germany | DE-46-6 | DE-46 | Industrial park Hoechst power | GTX 7 | fossil gas |  | operating | no | 92 | 2022 | not planned | OCGT | conventional | no | Frankfurt | 50.0918 | 8.5311 | yes |  | Infraserv Höchst [100%]
Germany | DE-46-7 | DE-46 | Industrial park Hoechst power | GTX 8 | fossil gas |  | operating | no | 92 | 2022 | not planned | OCGT | conventional | no | Frankfurt | 50.0918 | 8.5311 | yes |  | Infraserv Höchst [100%]
Germany | DE-46-8 | DE-46 | Industrial park Hoechst power | GTX1 | fossil gas |  | operating | no | 54 | 2003 | not planned | CCGT | chp | no | Frankfurt | 50.0918 | 8.5311 | yes |  | Infraserv Höchst [100%]
Germany | DE-46-9 | DE-46 | Industrial park Hoechst power | GT4 | fossil gas |  | operating | no | 6 | 1956 | not planned | ST | conventional | yes | Frankfurt | 50.0918 | 8.5311 | yes |  | Infraserv Höchst [100%]
Germany | DE-47-1 | DE-47 | Mainova West power station | Block 4 | fossil gas |  | operating | no | 111 | 1994 | not planned | ST | chp | yes | Frankfurt | 50.0986 | 8.6531 | no |  | Stadtwerke Frankfurt am Main (SWFH) [75%] ; Thüga [24%]
Germany | DE-47-2 | DE-47 | Mainova West power station | Block 5 | fossil gas |  | operating | no | 39 | 2017 | not planned | OCGT | chp | no | Frankfurt | 50.0986 | 8.6531 | no |  | Stadtwerke Frankfurt am Main (SWFH) [75%] ; Thüga [24%]
Germany | DE-47-3 | DE-47 | Mainova West power station | Block 2 | fossil gas |  | construction | no | 62 | 2026 | not planned | CCGT | chp | yes | Frankfurt am Main | 50.0986 | 8.6531 | no |  | Stadtwerke Frankfurt am Main (SWFH) [75%] ; Thüga [24%]
Germany | DE-47-4 | DE-47 | Mainova West power station | Block 3 | fossil gas |  | construction | no | 62 | 2026 | not planned | CCGT | chp | yes | Frankfurt am Main | 50.0986 | 8.6531 | no |  | Stadtwerke Frankfurt am Main (SWFH) [75%] ; Thüga [24%]
Germany | DE-48-1 | DE-48 | Niederrad power station | Block 1 | fossil gas |  | operating | no | 70 | 2005 | not planned | CCGT | chp | no | Frankfurt | 50.0856 | 8.6279 | no |  | Stadtwerke Frankfurt am Main (SWFH) [75%] ; Thüga [24%]
Germany | DE-49-1 | DE-49 | Freiburg power station | DT9 | fossil gas |  | operating | no | 18 | 2020 | not planned | CCGT | chp | no | Freiburg | 48.0209 | 7.842 | no |  | Cerdia [100%]
Germany | DE-49-2 | DE-49 | Freiburg power station | GT | fossil gas |  | operating | no | 39 | 1998 | not planned | CCGT | chp | no | Freiburg | 48.0209 | 7.842 | no |  | Cerdia [100%]
Germany | DE-50-1 | DE-50 | Grenzach-Wyhlen power station | DT4 | fossil gas |  | operating | no | 8 | 2017 | not planned | ST | chp | no | Grenzach-Wyhlen | 47.5397 | 7.7069 | yes |  | E.ON [100%]
Germany | DE-50-2 | DE-50 | Grenzach-Wyhlen power station | GT | fossil gas |  | operating | no | 22 | 2017 | not planned | CCGT | chp | no | Grenzach-Wyhlen | 47.5397 | 7.7069 | yes |  | E.ON [100%]
Germany | DE-50-3 | DE-50 | Grenzach-Wyhlen power station | DT5 | fossil gas |  | operating | no | 9 | 2017 | not planned | ST | chp | no | Grenzach-Wyhlen | 47.5397 | 7.7069 | yes |  | E.ON [100%]
Germany | DE-51-1 | DE-51 | Exxonmobil Production power station | 1 | fossil gas |  | operating | no | 30 | 2014 | not planned | OCGT | chp | no | Großenkneten | 52.4102 | 9.8125 | no |  | Exxon Mobil [100%]
Germany | DE-52-1 | DE-52 | Staudinger power station | 4 | fossil gas |  | mothballed | no | 622 | 1977 | not planned | ST | conventional | no | Großkrotzenburg | 50.0831 | 8.9668 | no |  | Uniper [100%]
Germany | DE-52-2 | DE-52 | Staudinger power station | 8 | fossil gas |  | announced | yes | 890 | 2029 | 2038 | not found | conventional | no | Großkrotzenburg | 50.0831 | 8.9668 | no |  | Uniper [100%]
Germany | DE-53-1 | DE-53 | Hagen-Kabel power station | H4 | fossil gas |  | retired | already retired | 126 | 1981 | 2025 | OCGT | chp | no | Hagen | 51.4129 | 7.4873 | no |  | Enervie [100%]
Germany | DE-53-2 | DE-53 | Hagen-Kabel power station | H5 | fossil gas |  | retired | already retired | 121 | 1981 | 2025 | OCGT | chp | no | Hagen | 51.4129 | 7.4873 | no |  | Enervie [100%]
Germany | DE-54-1 | DE-54 | Halle Dieselstrasse power station | A | fossil gas |  | operating | no | 57 | 2020 | not planned | CCGT | chp | yes | Halle | 51.481 | 11.9643 | no |  | Stadtwerke Halle [100%]
Germany | DE-54-2 | DE-54 | Halle Dieselstrasse power station | B | fossil gas |  | operating | no | 57 | 2020 | not planned | CCGT | chp | yes | Halle | 51.481 | 11.9643 | no |  | Stadtwerke Halle [100%]
Germany | DE-54-3 | DE-54 | Halle Dieselstrasse power station | C | fossil gas |  | operating | no | 57 | 2020 | not planned | OCGT | chp | yes | Halle | 51.481 | 11.9643 | no |  | Stadtwerke Halle [100%]
Germany | DE-55-1 | DE-55 | Halle Trotha power station | CC | fossil gas |  | operating | no | 56 | 1994 | not planned | OCGT | chp | yes | Halle | 51.481 | 11.9643 | no |  | Stadtwerke Halle [100%]
Germany | DE-55-2 | DE-55 | Halle Trotha power station | DT | fossil gas |  | operating | no | 12 | 1994 | not planned | ST | chp | yes | Halle | 51.481 | 11.9643 | no |  | Stadtwerke Halle [100%]
Germany | DE-56-1 | DE-56 | Tiefstack power station | GuD | fossil gas |  | operating | no | 127 | 2009 | not planned | CCGT | chp | no | Hamburg | 53.527 | 10.0656 | no |  | Hamburger Energiewerke [100%]
Germany | DE-57-1 | DE-57 | Trianel Hamm power station | Block 10 | fossil gas |  | operating | no | 407 | 2007 | not planned | CCGT | conventional | no | Hamm | 51.6742 | 7.9303 | no |  | Trianel [100%]
Germany | DE-57-2 | DE-57 | Trianel Hamm power station | Block 20 | fossil gas |  | operating | no | 445 | 2007 | not planned | CCGT | conventional | no | Hamm | 51.6742 | 7.9303 | no |  | Trianel [100%]
Germany | DE-57-3 | DE-57 | Trianel Hamm power station | Block 30 | fossil gas | hydrogen | announced | no | 500 | 2026 | not planned | CCGT | conventional | no | Hamm | 51.6739 | 7.9291 | no |  | Trianel [100%]
Germany | DE-58-1 | DE-58 | GKL Linden power station | DT | fossil gas |  | operating | no | 78 | 1996 | not planned | OCGT | conventional | no | Hannover | 52.42 | 9.648 | no |  | VVG Hannover [100%]
Germany | DE-58-2 | DE-58 | GKL Linden power station | GT 1 | fossil gas |  | operating | no | 82 | 2011 | not planned | CCGT | conventional | no | Hannover | 52.42 | 9.648 | no |  | VVG Hannover [100%]
Germany | DE-58-3 | DE-58 | GKL Linden power station | GT 3 | fossil gas |  | operating | no | 70 | 2009 | not planned | CCGT | chp | no | Hannover | 52.42 | 9.648 | no |  | VVG Hannover [100%]
Germany | DE-59-1 | DE-59 | Cuno herdecke power station | 1 | fossil gas |  | operating | no | 417 | 2007 | not planned | CCGT | conventional | no | Herdecke | 51.4031 | 7.4155 | no |  | Enervie [50%] ; Statkraft [50%]
Germany | DE-59-2 | DE-59 | Cuno herdecke power station | BHKW1 | fossil gas |  | operating | no | 2 | 2004 | not planned | OCGT | chp | no | Herdecke | 51.4031 | 7.4155 | no |  | Enervie [100%]
Germany | DE-59-3 | DE-59 | Cuno herdecke power station | BHKW2 | fossil gas |  | operating | no | 2 | 2005 | not planned | OCGT | chp | no | Herdecke | 51.4031 | 7.4155 | no |  | Enervie [100%]
Germany | DE-59-4 | DE-59 | Cuno herdecke power station | BHKW3 | fossil gas |  | operating | no | 2 | 2014 | not planned | OCGT | chp | no | Herdecke | 51.4031 | 7.4155 | no |  | Enervie [100%]
Germany | DE-60-1 | DE-60 | WI power station | DT 2.1 | fossil gas |  | operating | no | 53 | 2009 | not planned | OCGT | chp | no | Heringen | 50.8914 | 9.996 | yes |  | K+S [100%]
Germany | DE-60-2 | DE-60 | WI power station | DT 4 | fossil gas |  | operating | no | 28 | 1982 | not planned | ST | chp | no | Heringen | 50.8914 | 9.996 | yes |  | K+S [100%]
Germany | DE-60-3 | DE-60 | WI power station | DT3 | fossil gas |  | operating | no | 12 | 1967 | not planned | ST | chp | no | Heringen | 50.8914 | 9.996 | yes |  | K+S [100%]
Germany | DE-60-4 | DE-60 | WI power station | GT | fossil gas |  | operating | no | 17 | 1962 | not planned | OCGT | chp | no | Heringen | 50.8914 | 9.996 | yes |  | K+S [100%]
Germany | DE-61-1 | DE-61 | Knapsack Gas power station | DT10 | fossil gas |  | operating | no | 280 | 2007 | not planned | CCGT | conventional | no | Hürth | 50.859 | 6.841 | no |  | Statkraft [100%]
Germany | DE-61-2 | DE-61 | Knapsack Gas power station | I GT11 | fossil gas |  | operating | no | 308 | 2007 | not planned | CCGT | conventional | no | Hürth | 50.859 | 6.841 | no |  | Statkraft [100%]
Germany | DE-61-3 | DE-61 | Knapsack Gas power station | I GT12 | fossil gas |  | operating | no | 308 | 2007 | not planned | CCGT | conventional | no | Hürth | 50.859 | 6.841 | no |  | Statkraft [100%]
Germany | DE-61-4 | DE-61 | Knapsack Gas power station | II | fossil gas |  | operating | no | 430 | 2013 | not planned | OCGT | conventional | no | Hürth | 50.859 | 6.841 | no |  | Statkraft [100%]
Germany | DE-61-5 | DE-61 | Knapsack Gas power station | IC | fossil gas |  | announced | no | 120 | 2029 | not planned | ICCC | conventional | no | Hürth | 50.859 | 6.841 | no |  | Statkraft [100%]
Germany | DE-62-1 | DE-62 | Jena power station | DT 1 | fossil gas |  | operating | no | 25 | 1996 | not planned | ST | chp | no | Jena | 50.8969 | 11.5857 | no |  | KEBT [100%]
Germany | DE-62-10 | DE-62 | Jena power station | GM5 | fossil gas |  | operating | no | 12 | 2022 | not planned | ICCC | chp | no | Jena | 50.8969 | 11.5857 | no |  | KEBT [100%]
Germany | DE-62-2 | DE-62 | Jena power station | DT 2 | fossil gas |  | operating | no | 39 | 1996 | not planned | ST | chp | no | Jena | 50.8969 | 11.5857 | no |  | KEBT [100%]
Germany | DE-62-3 | DE-62 | Jena power station | GT 1 | fossil gas |  | operating | no | 39 | 1996 | not planned | OCGT | chp | no | Jena | 50.8969 | 11.5857 | no |  | KEBT [100%]
Germany | DE-62-4 | DE-62 | Jena power station | GT 2 | fossil gas |  | operating | no | 39 | 1996 | not planned | OCGT | chp | no | Jena | 50.8969 | 11.5857 | no |  | KEBT [100%]
Germany | DE-62-5 | DE-62 | Jena power station | GT 3 | fossil gas |  | operating | no | 39 | 1996 | not planned | OCGT | chp | no | Jena | 50.8969 | 11.5857 | no |  | KEBT [100%]
Germany | DE-62-6 | DE-62 | Jena power station | GM1 | fossil gas |  | operating | no | 12 | 2022 | not planned | ICCC | chp | no | Jena | 50.8969 | 11.5857 | no |  | KEBT [100%]
Germany | DE-62-7 | DE-62 | Jena power station | GM2 | fossil gas |  | operating | no | 12 | 2022 | not planned | ICCC | chp | no | Jena | 50.8969 | 11.5857 | no |  | KEBT [100%]
Germany | DE-62-8 | DE-62 | Jena power station | GM3 | fossil gas |  | operating | no | 12 | 2022 | not planned | ICCC | chp | no | Jena | 50.8969 | 11.5857 | no |  | KEBT [100%]
Germany | DE-62-9 | DE-62 | Jena power station | GM4 | fossil gas |  | operating | no | 12 | 2022 | not planned | ICCC | chp | no | Jena | 50.8969 | 11.5857 | no |  | KEBT [100%]
Germany | DE-63-1 | DE-63 | Juelich power station | 1 | fossil gas |  | operating | no | 1 | 2004 | not planned | ST | chp | no | Jülich | 50.9166 | 6.373 | no |  | Pfeifer & Langen [100%]
Germany | DE-63-2 | DE-63 | Juelich power station | 2 | fossil gas |  | operating | no | 23 | 2004 | not planned | ST | chp | no | Jülich | 50.9166 | 6.373 | no |  | Pfeifer & Langen [100%]
Germany | DE-64-1 | DE-64 | Karchestraße power station | 1 | fossil gas |  | operating | no | 60 | 2022 | not planned | ST | chp | no | Kaiserslautern | 49.4362 | 7.7607 | no |  | Stadtwerke Kaiserslautern [100%]
Germany | DE-65-1 | DE-65 | Rheinhafen steam power station | DT | fossil gas |  | mothballed | no | 114 | 1998 | not planned | ST | conventional | no | Karlsruhe | 49.0149 | 8.3131 | no |  | EnBW [100%]
Germany | DE-65-2 | DE-65 | Rheinhafen steam power station | GT | fossil gas |  | mothballed | no | 239 | 1998 | not planned | OCGT | conventional | no | Karlsruhe | 49.0149 | 8.3131 | no |  | EnBW [100%]
Germany | DE-65-3 | DE-65 | Rheinhafen steam power station | RDK9 | fossil gas |  | announced | no | 850 | 2030 | not planned | not found | not found | yes | Karlsruhe | 49.0149 | 8.3131 | no |  | EnBW [100%]
Germany | DE-66-1 | DE-66 | SW Karlsruhe power station | Generator 3 | fossil gas |  | operating | no | 33 | 1984 | not planned | ST | chp | no | Karlsruhe | 49.0144 | 8.3507 | no |  | KVVH [100%]
Germany | DE-67-1 | DE-67 | Kassel Kombi power station | DT | fossil gas |  | operating | no | 10 | 2005 | not planned | ST | chp | no | Kassel | 51.2791 | 9.484 | no |  | Kasseler Verkehrs und Versorgungs [100%]
Germany | DE-67-2 | DE-67 | Kassel Kombi power station | GT1 | fossil gas |  | operating | no | 15 | 2005 | not planned | CCGT | chp | no | Kassel | 51.2791 | 9.484 | no |  | Kasseler Verkehrs und Versorgungs [100%]
Germany | DE-67-3 | DE-67 | Kassel Kombi power station | GT2 | fossil gas |  | operating | no | 31 | 2005 | not planned | CCGT | chp | no | Kassel | 51.2791 | 9.484 | no |  | Kasseler Verkehrs und Versorgungs [100%]
Germany | DE-68-1 | DE-68 | Kelheim Fibers power station | T 6 | fossil gas |  | operating | no | 21 | 1970 | not planned | ST | chp | no | Kelheim | 48.9048 | 11.9042 | yes |  | Kelheim Fibres [100%]
Germany | DE-68-2 | DE-68 | Kelheim Fibers power station | T 7 | fossil gas |  | operating | no | 26 | 2014 | not planned | ST | chp | no | Kelheim | 48.9048 | 11.9042 | yes |  | Kelheim Fibres [100%]
Germany | DE-68-3 | DE-68 | Kelheim Fibers power station | T 2 | fossil gas |  | operating | no | 3 | 1990 | not planned | ST | chp | no | Kelheim | 48.9048 | 11.9042 | yes |  | Kelheim Fibres [100%]
Germany | DE-68-4 | DE-68 | Kelheim Fibers power station | T 4 | fossil gas |  | operating | no | 5 | 1952 | not planned | ST | chp | no | Kelheim | 48.9048 | 11.9042 | yes |  | Kelheim Fibres [100%]
Germany | DE-69-1 | DE-69 | Kirchlengern power station | 1 | fossil gas |  | operating | no | 83 | 1981 | not planned | CCGT | conventional | no | Kirchlengern | 52.1962 | 8.6474 | no |  | Paderborner Kommunalbetriebe [100%]
Germany | DE-70-1 | DE-70 | Merheim RheinEnergie power station | 1 | fossil gas |  | operating | no | 31 | 2020 | not planned | OCGT | chp | no | Köln | 50.9561 | 7.0502 | no |  | Stadtwerke Köln [100%]
Germany | DE-71-1 | DE-71 | Merkenich (Nord) power station | GuD | fossil gas |  | operating | no | 108 | 2004 | not planned | CCGT | chp | yes | Köln | 51.0178 | 6.9643 | no |  | Stadtwerke Köln [100%]
Germany | DE-71-2 | DE-71 | Merkenich (Nord) power station | 4 | fossil gas |  | operating | no | 16 | 2010 | not planned | ST | chp | yes | Köln | 51.0178 | 6.9643 | no |  | Stadtwerke Köln [100%]
Germany | DE-72-1 | DE-72 | Niehl power station | DT2 | fossil gas |  | operating | no | 147 | 2005 | not planned | ST | chp | no | Köln | 50.9749 | 6.988 | no |  | Stadtwerke Köln [100%]
Germany | DE-72-2 | DE-72 | Niehl power station | GT2 | fossil gas |  | operating | no | 266 | 2005 | not planned | OCGT | chp | no | Köln | 50.9749 | 6.988 | no |  | Stadtwerke Köln [100%]
Germany | DE-72-3 | DE-72 | Niehl power station | GuD3 | fossil gas |  | operating | no | 453 | 2016 | not planned | CCGT | chp | no | Köln | 50.9749 | 6.988 | no |  | Stadtwerke Köln [100%]
Germany | DE-73-1 | DE-73 | Anlage Krefeld DT power station | 1 | fossil gas |  | operating | no | 26 | 1964 | not planned | ST | chp | no | Krefeld | 51.3392 | 6.6642 | no |  | Cargill Incorporated [100%]
Germany | DE-73-2 | DE-73 | Anlage Krefeld DT power station | 2 | fossil gas |  | operating | no | 14 | 1996 | not planned | ST | chp | no | Krefeld | 51.3392 | 6.6642 | yes |  | Cargill Incorporated [100%]
Germany | DE-74-1 | DE-74 | Chempark Krefeld-Uerdingen power station | NST 3 | fossil gas |  | operating | no | 32 | 1971 | not planned | ST | chp | no | Krefeld | 51.3682 | 6.6626 | no |  | Currenta [100%]
Germany | DE-74-2 | DE-74 | Chempark Krefeld-Uerdingen power station | NST 4 | fossil gas |  | operating | no | 29 | 1967 | not planned | ST | chp | no | Krefeld | 51.3682 | 6.6626 | no |  | Currenta [100%]
Germany | DE-74-3 | DE-74 | Chempark Krefeld-Uerdingen power station | VST4 | fossil gas |  | operating | no | 13 | 1967 | not planned | ST | chp | no | Krefeld | 51.3682 | 6.6626 | no |  | Currenta [100%]
Germany | DE-75-1 | DE-75 | Landesbergen power station | DT | fossil gas |  | mothballed | no | 431 | 1973 | not planned | CCGT | conventional | no | Landesbergen | 52.5581 | 9.1201 | no |  | Statkraft [100%]
Germany | DE-75-2 | DE-75 | Landesbergen power station | GT | fossil gas |  | mothballed | no | 56 | 1972 | not planned | CCGT | conventional | no | Landesbergen | 52.5581 | 9.1201 | no | yes ¦ 3 | Statkraft [100%]
Germany | DE-76-1 | DE-76 | Leipzig Nord power station | GT 81 | fossil gas |  | operating | no | 63 | 1996 | not planned | CCGT | chp | no | Leipzig | 51.3512 | 12.3784 | no |  | Leipziger Gruppe [100%]
Germany | DE-76-2 | DE-76 | Leipzig Nord power station | GT 82 | fossil gas |  | operating | no | 64 | 1996 | not planned | CCGT | chp | no | Leipzig | 51.3512 | 12.3784 | no |  | Leipziger Gruppe [100%]
Germany | DE-76-3 | DE-76 | Leipzig Nord power station | 8B | fossil gas |  | operating | no | 25 | 2022 | not planned | ST | chp | no | Leipzig | 51.3512 | 12.3784 | no |  | Leipziger Gruppe [100%]
Germany | DE-76-4 | DE-76 | Leipzig Nord power station | 8C | fossil gas |  | operating | no | 26 | 2022 | not planned | ST | chp | no | Leipzig | 51.3512 | 12.3784 | no |  | Leipziger Gruppe [100%]
Germany | DE-77-1 | DE-77 | ILK power station | GT2 | fossil gas |  | operating | no | 37 | 1994 | not planned | CCGT | chp | no | Leuna | 51.2998 | 12.0193 | no |  | TotalEnergies [100%]
Germany | DE-78-1 | DE-78 | Leuna power station | GT1 | fossil gas |  | operating | no | 37 | 1994 | not planned | CCGT | chp | no | Leuna | 51.2998 | 12.0193 | yes |  | InfraLeuna [100%]
Germany | DE-78-2 | DE-78 | Leuna power station | GT3 | fossil gas |  | operating | no | 38 | 1994 | not planned | CCGT | chp | no | Leuna | 51.2998 | 12.0193 | yes |  | InfraLeuna [100%]
Germany | DE-78-3 | DE-78 | Leuna power station | GT4 | fossil gas |  | operating | no | 38 | 1998 | not planned | CCGT | conventional | no | Leuna | 51.2998 | 12.0193 | yes |  | InfraLeuna [100%]
Germany | DE-78-4 | DE-78 | Leuna power station | GT5 | fossil gas |  | operating | no | 55 | 2022 | not planned | OCGT | chp | no | Leuna | 51.2998 | 12.0193 | no |  | InfraLeuna [100%]
Germany | DE-79-1 | DE-79 | Leverkusen power station | G19 | fossil gas |  | operating | no | 28 | 1971 | not planned | ST | chp | no | Leverkusen | 51.0142 | 6.9864 | yes |  | Currenta [100%]
Germany | DE-79-2 | DE-79 | Leverkusen power station | G20 | fossil gas |  | operating | no | 25 | 1981 | not planned | CCGT | chp | no | Leverkusen | 51.0142 | 6.9864 | yes |  | Currenta [100%]
Germany | DE-79-3 | DE-79 | Leverkusen power station | CC | fossil gas |  | shelved | no | 574 | unknown | not planned | CCGT | chp | no | Leverkusen | 51.022 | 6.9856 | yes |  | Asterion Industrial Partners [100%]
Germany | DE-80-1 | DE-80 | Emsland power station | B | fossil gas |  | operating | no | 359 | 1974 | not planned | CCGT | chp | no | Lingen | 52.4819 | 7.3067 | no |  | RWE [100%]
Germany | DE-80-2 | DE-80 | Emsland power station | B GT 1 | fossil gas |  | operating | no | 58 | 2011 | not planned | OCGT | conventional | no | Lingen | 52.4819 | 7.3067 | no |  | RWE [100%]
Germany | DE-80-3 | DE-80 | Emsland power station | B GT 2 | fossil gas |  | operating | no | 58 | 2011 | not planned | CCGT | conventional | no | Lingen | 52.4819 | 7.3067 | no |  | RWE [100%]
Germany | DE-80-4 | DE-80 | Emsland power station | C | fossil gas |  | operating | no | 359 | 1975 | not planned | CCGT | chp | no | Lingen | 52.4819 | 7.3067 | no |  | RWE [100%]
Germany | DE-80-5 | DE-80 | Emsland power station | C GT 1 | fossil gas |  | operating | no | 58 | 2011 | not planned | OCGT | conventional | no | Lingen | 52.4819 | 7.3067 | no |  | RWE [100%]
Germany | DE-80-6 | DE-80 | Emsland power station | C GT 2 | fossil gas |  | operating | no | 58 | 2011 | not planned | OCGT | conventional | no | Lingen | 52.4819 | 7.3067 | no |  | RWE [100%]
Germany | DE-80-7 | DE-80 | Emsland power station | D DT | fossil gas |  | operating | no | 340 | 2010 | not planned | ST | chp | no | Lingen | 52.4819 | 7.3067 | no |  | RWE [100%]
Germany | DE-80-8 | DE-80 | Emsland power station | D GT 1 | fossil gas |  | operating | no | 294 | 2010 | not planned | CCGT | chp | no | Lingen | 52.4819 | 7.3067 | no |  | RWE [100%]
Germany | DE-80-9 | DE-80 | Emsland power station | D GT 2 | fossil gas |  | operating | no | 294 | 2010 | not planned | CCGT | chp | no | Lingen | 52.4819 | 7.3067 | no |  | RWE [100%]
Germany | DE-81-1 | DE-81 | Greifswald power station | 1 | fossil gas |  | operating | no | 38 | 2013 | not planned | ST | chp | no | Lubmin | 54.0703 | 13.3951 | no |  | E.ON [100%]
Germany | DE-82-2 | DE-82 | Ludwigshafen Mitte power station | DT10 | fossil gas |  | operating | no | 90 | 2005 | not planned | CCGT | chp | no | Ludwigshafen | 49.453 | 8.433 | yes |  | BASF [100%]
Germany | DE-82-3 | DE-82 | Ludwigshafen Mitte power station | GT 11 | fossil gas |  | operating | no | 204 | 2005 | not planned | CCGT | chp | no | Ludwigshafen | 49.453 | 8.433 | yes |  | BASF [100%]
Germany | DE-82-4 | DE-82 | Ludwigshafen Mitte power station | GT 12 | fossil gas |  | operating | no | 204 | 2005 | not planned | CCGT | chp | no | Ludwigshafen | 49.453 | 8.433 | yes |  | BASF [100%]
Germany | DE-83-1 | DE-83 | Ludwigshafen Sued power station | DT | fossil gas |  | operating | no | 72 | 1997 | not planned | CCGT | chp | no | Ludwigshafen | 49.5136 | 8.4316 | yes |  | BASF [100%]
Germany | DE-83-2 | DE-83 | Ludwigshafen Sued power station | GT 1 | fossil gas |  | operating | no | 173 | 1997 | not planned | CCGT | chp | no | Ludwigshafen | 49.4964 | 8.4278 | no |  | BASF [100%]
Germany | DE-83-3 | DE-83 | Ludwigshafen Sued power station | GT 2 | fossil gas |  | operating | no | 166 | 1997 | not planned | CCGT | chp | no | Ludwigshafen | 49.4964 | 8.4278 | no |  | BASF [100%]
Germany | DE-84-1 | DE-84 | Mainz power station | KW2 DT27 | fossil gas |  | mothballed | no | 250 | 1977 | not planned | ST | not found | yes | Mainz | 50.0264 | 8.2379 | no |  | Mainzer Stadtwerke [100%]
Germany | DE-84-10 | DE-84 | Mainz power station | CHP KW5 56 | fossil gas |  | operating | no | 10 | 2020 | not planned | ICCC | chp | no | Mainz | 50.0264 | 8.2379 | no |  | Mainzer Stadtwerke [100%]
Germany | DE-84-11 | DE-84 | Mainz power station | CHP KW5 57 | fossil gas |  | operating | no | 10 | 2020 | not planned | ICCC | chp | no | Mainz | 50.0264 | 8.2379 | no |  | Mainzer Stadtwerke [100%]
Germany | DE-84-12 | DE-84 | Mainz power station | CHP KW5 58 | fossil gas |  | operating | no | 10 | 2020 | not planned | ICCC | chp | no | Mainz | 50.0264 | 8.2379 | no |  | Mainzer Stadtwerke [100%]
Germany | DE-84-13 | DE-84 | Mainz power station | CHP KW5 59 | fossil gas |  | operating | no | 10 | 2020 | not planned | ICCC | chp | no | Mainz | 50.0264 | 8.2379 | no |  | Mainzer Stadtwerke [100%]
Germany | DE-84-14 | DE-84 | Mainz power station | CHP KW5 5A | fossil gas |  | operating | no | 10 | 2020 | not planned | ICCC | chp | no | Mainz | 50.0264 | 8.2379 | no |  | Mainzer Stadtwerke [100%]
Germany | DE-84-15 | DE-84 | Mainz power station | ZKW | fossil gas |  | pre-construction | no | 250 | 2028 | not planned | CCGT | not found | no | Mainz | 50.0264 | 8.2379 | yes |  | Mainzer Stadtwerke [100%]
Germany | DE-84-16 | DE-84 | Mainz power station | IC | fossil gas |  | pre-construction | no | 54 | 2027 | not planned | ICCC | not found | no | Mainz | 50.0264 | 8.2379 | yes |  | Mainzer Stadtwerke [100%]
Germany | DE-84-2 | DE-84 | Mainz power station | KW2 GT26 | fossil gas |  | operating | no | 90 | 1977 | not planned | OCGT | not found | yes | Mainz | 50.0264 | 8.2379 | no |  | Mainzer Stadtwerke [100%]
Germany | DE-84-3 | DE-84 | Mainz power station | KW3 DT 32 | fossil gas |  | operating | no | 140 | 2001 | not planned | ST | not found | yes | Mainz | 50.0264 | 8.2379 | no |  | Mainzer Stadtwerke [100%]
Germany | DE-84-4 | DE-84 | Mainz power station | KW3 GT 31 | fossil gas |  | operating | no | 291 | 2001 | not planned | OCGT | not found | yes | Mainz | 50.0264 | 8.2379 | no |  | Mainzer Stadtwerke [100%]
Germany | DE-84-5 | DE-84 | Mainz power station | CHP KW5 51 | fossil gas |  | operating | no | 10 | 2020 | not planned | ICCC | chp | no | Mainz | 50.0264 | 8.2379 | no |  | Mainzer Stadtwerke [100%]
Germany | DE-84-6 | DE-84 | Mainz power station | CHP KW5 52 | fossil gas |  | operating | no | 10 | 2020 | not planned | ICCC | chp | no | Mainz | 50.0264 | 8.2379 | no |  | Mainzer Stadtwerke [100%]
Germany | DE-84-7 | DE-84 | Mainz power station | CHP KW5 53 | fossil gas |  | operating | no | 10 | 2020 | not planned | ICCC | chp | no | Mainz | 50.0264 | 8.2379 | no |  | Mainzer Stadtwerke [100%]
Germany | DE-84-8 | DE-84 | Mainz power station | CHP KW5 54 | fossil gas |  | operating | no | 10 | 2020 | not planned | ICCC | chp | no | Mainz | 50.0264 | 8.2379 | no |  | Mainzer Stadtwerke [100%]
Germany | DE-84-9 | DE-84 | Mainz power station | CHP KW5 55 | fossil gas |  | operating | no | 10 | 2020 | not planned | ICCC | chp | no | Mainz | 50.0264 | 8.2379 | no |  | Mainzer Stadtwerke [100%]
Germany | DE-86-1 | DE-86 | Essity Operations Mannheim power station | DTS 2 | fossil gas |  | operating | no | 28 | 1969 | not planned | ST | chp | no | Mannheim | 49.5288 | 8.4687 | yes |  | Essity [100%]
Germany | DE-86-2 | DE-86 | Essity Operations Mannheim power station | DTS 3 | fossil gas |  | operating | no | 17 | 2012 | not planned | ST | chp | no | Mannheim | 49.5288 | 8.4687 | no |  | Essity [100%]
Germany | DE-87-1 | DE-87 | Chemiepark Marl power station III | DT310 | fossil gas |  | retired | already retired | 46 | 1973 | 2025 | ST | chp | no | Marl | 51.6756 | 7.0902 | yes |  | Evonik [100%]
Germany | DE-87-2 | DE-87 | Chemiepark Marl power station III | GT311 | fossil gas |  | retired | already retired | 61 | 1973 | 2025 | CCGT | chp | yes | Marl | 51.6804 | 7.0969 | yes |  | Evonik [100%]
Germany | DE-87-3 | DE-87 | Chemiepark Marl power station III | GT312 | fossil gas |  | retired | already retired | 78 | 1974 | 2025 | CCGT | chp | yes | Marl | 51.6804 | 7.0969 | yes |  | Evonik [100%]
Germany | DE-88-1 | DE-88 | Chemiepark Marl power station IV | GT411 | fossil gas |  | operating | no | 11 | 2016 | not planned | CCGT | chp | yes | Marl | 51.6804 | 7.0969 | yes |  | Evonik [100%]
Germany | DE-88-2 | DE-88 | Chemiepark Marl power station IV | GT421 | fossil gas |  | operating | no | 47 | 2016 | not planned | CCGT | chp | yes | Marl | 51.6804 | 7.0969 | yes |  | Evonik [100%]
Germany | DE-89-1 | DE-89 | Muenchen Sued power station | GUD 1 GT1 | fossil gas |  | retired | already retired | 80 | 1980 | 2023 | CCGT | chp | no | München | 48.114 | 11.556 | no |  | Stadtwerke München [100%]
Germany | DE-89-2 | DE-89 | Muenchen Sued power station | GUD 1 GT2 | fossil gas |  | operating | no | 98 | 1980 | not planned | CCGT | chp | no | München | 48.114 | 11.556 | no |  | Stadtwerke München [100%]
Germany | DE-89-3 | DE-89 | Muenchen Sued power station | GUD 1 GT3 | fossil gas |  | operating | no | 98 | 1980 | not planned | CCGT | chp | no | München | 48.114 | 11.556 | no |  | Stadtwerke München [100%]
Germany | DE-89-4 | DE-89 | Muenchen Sued power station | GUD 2 DT60 | fossil gas |  | operating | no | 128 | 2004 | not planned | CCGT | chp | no | München | 48.114 | 11.556 | no |  | Stadtwerke München [100%]
Germany | DE-89-5 | DE-89 | Muenchen Sued power station | GUD 2 GT61 | fossil gas |  | operating | no | 145 | 2004 | not planned | CCGT | chp | no | München | 48.114 | 11.556 | no |  | Stadtwerke München [100%]
Germany | DE-89-6 | DE-89 | Muenchen Sued power station | GUD 2 GT62 | fossil gas |  | operating | no | 145 | 2004 | not planned | CCGT | chp | no | München | 48.114 | 11.556 | no |  | Stadtwerke München [100%]
Germany | DE-90-1 | DE-90 | SWM Freimann power station | GT 11 | fossil gas |  | operating | no | 51 | 2021 | not planned | OCGT | chp | no | München | 48.1878 | 11.5961 | no |  | Stadtwerke München [100%]
Germany | DE-90-2 | DE-90 | SWM Freimann power station | GT 12 | fossil gas |  | operating | no | 51 | 2021 | not planned | OCGT | chp | no | München | 48.1878 | 11.5961 | no |  | Stadtwerke München [100%]
Germany | DE-91-1 | DE-91 | Muenster Port power station | 1 | fossil gas |  | operating | no | 35 | 2005 | not planned | CCGT | chp | yes | Münster | 51.9501 | 7.6413 | no |  | Stadtwerke Münster [100%]
Germany | DE-91-2 | DE-91 | Muenster Port power station | GT 1 | fossil gas |  | operating | no | 31 | 2005 | not planned | OCGT | chp | yes | Münster | 51.9501 | 7.6413 | no |  | Stadtwerke Münster [100%]
Germany | DE-91-3 | DE-91 | Muenster Port power station | GT 2 | fossil gas |  | operating | no | 31 | 2005 | not planned | OCGT | chp | yes | Münster | 51.9501 | 7.6413 | no |  | Stadtwerke Münster [100%]
Germany | DE-91-4 | DE-91 | Muenster Port power station | ESA-BHKW | fossil gas |  | retired | already retired | 4 | 2009 | 2024 | ST | chp | yes | Münster | 51.9501 | 7.6413 | no |  | Stadtwerke Münster [100%]
Germany | DE-92-1 | DE-92 | Neubrandenburg power station | DT | fossil gas |  | operating | no | 27 | 1997 | not planned | ST | chp | no | Neubrandenburg | 53.5745 | 13.2951 | no |  | Neubrandenburger Stadtwerke [50%] ; VASA Kraftwerkepool [50%]
Germany | DE-92-2 | DE-92 | Neubrandenburg power station | GT 1 | fossil gas |  | operating | no | 24 | 1997 | not planned | CCGT | chp | no | Neubrandenburg | 53.5745 | 13.2951 | no |  | Neubrandenburger Stadtwerke [50%] ; VASA Kraftwerkepool [50%]
Germany | DE-92-3 | DE-92 | Neubrandenburg power station | GT 2 | fossil gas |  | operating | no | 23 | 1997 | not planned | CCGT | chp | no | Neubrandenburg | 53.5745 | 13.2951 | no |  | Neubrandenburger Stadtwerke [50%] ; VASA Kraftwerkepool [50%]
Germany | DE-93-1 | DE-93 | Bayernoil Refinery power station | 1 | fossil gas |  | mothballed | no | 25 | 1996 | not planned | ST | chp | no | Neustadt | 48.7879 | 11.7562 | yes |  | Rosneft [100%]
Germany | DE-94-1 | DE-94 | Franken 1 power station | DT 2 | fossil gas | extra light fuel oil | operating | no | 387 | 1975 | not planned | CCGT | chp | no | Nürnberg | 49.4208 | 11.0077 | no |  | Uniper [100%]
Germany | DE-94-2 | DE-94 | Franken 1 power station | DT1 | fossil gas | extra light fuel oil | operating | no | 383 | 1973 | not planned | ST | chp | no | Nürnberg | 49.4208 | 11.0077 | no |  | Uniper [100%]
Germany | DE-94-3 | DE-94 | Franken 1 power station | GT 2 | fossil gas | extra light fuel oil | operating | no | 53 | 1975 | not planned | CCGT | chp | no | Nürnberg | 49.4208 | 11.0077 | no |  | Uniper [100%]
Germany | DE-95-1 | DE-95 | Sandreuth power station | DT 1 | fossil gas |  | operating | no | 16 | 2010 | not planned | ST | chp | no | Nürnberg | 49.4364 | 11.0629 | no |  | N-ERGIE [100%]
Germany | DE-95-2 | DE-95 | Sandreuth power station | DT 2 | fossil gas |  | operating | no | 40 | 1981 | not planned | ST | chp | no | Nürnberg | 49.4364 | 11.0629 | no |  | N-ERGIE [100%]
Germany | DE-95-3 | DE-95 | Sandreuth power station | DT 3 | fossil gas |  | operating | no | 39 | 1981 | not planned | ST | chp | no | Nürnberg | 49.4364 | 11.0629 | no |  | N-ERGIE [100%]
Germany | DE-95-4 | DE-95 | Sandreuth power station | GT 1 | fossil gas |  | operating | no | 53 | 2005 | not planned | CCGT | chp | no | Nürnberg | 49.4364 | 11.0629 | no |  | N-ERGIE [100%]
Germany | DE-95-5 | DE-95 | Sandreuth power station | GT 2 | fossil gas |  | operating | no | 53 | 2005 | not planned | CCGT | chp | no | Nürnberg | 49.4364 | 11.0629 | no |  | N-ERGIE [100%]
Germany | DE-96-1 | DE-96 | Oberhausen power station | 1 | fossil gas |  | operating | no | 21 | 1971 | not planned | ST | chp | no | Oberhausen | 51.4707 | 6.8616 | no |  | Energieversorgung Oberhausen [100%]
Germany | DE-96-2 | DE-96 | Oberhausen power station | 2 | fossil gas |  | operating | no | 9 | 2021 | not planned | ST | chp | no | Oberhausen | 51.4707 | 6.8616 | no |  | Energieversorgung Oberhausen [100%]
Germany | DE-97-2 | DE-97 | Pforzheim power station | 1 | fossil gas |  | operating | no | 10 | 2021 | not planned | ICCC | chp | yes | Pforzheim | 48.8973 | 8.7245 | no |  | SWP Stadtwerke Pforzheim [100%]
Germany | DE-97-3 | DE-97 | Pforzheim power station | 2 | fossil gas |  | operating | no | 10 | 2021 | not planned | ICCC | chp | yes | Pforzheim | 48.8973 | 8.7245 | no |  | SWP Stadtwerke Pforzheim [100%]
Germany | DE-97-4 | DE-97 | Pforzheim power station | 3 | fossil gas |  | operating | no | 10 | 2021 | not planned | ICCC | chp | yes | Pforzheim | 48.8973 | 8.7245 | no |  | SWP Stadtwerke Pforzheim [100%]
Germany | DE-97-5 | DE-97 | Pforzheim power station | 4 | fossil gas |  | operating | no | 10 | 2021 | not planned | ST | chp | yes | Pforzheim | 48.8973 | 8.7245 | no |  | SWP Stadtwerke Pforzheim [100%]
Germany | DE-97-6 | DE-97 | Pforzheim power station | 5 | fossil gas |  | operating | no | 10 | 2021 | not planned | ST | chp | yes | Pforzheim | 48.8973 | 8.7245 | no |  | SWP Stadtwerke Pforzheim [100%]
Germany | DE-98-1 | DE-98 | Philippsthal power station | GT4 | fossil gas |  | operating | no | 32 | 2012 | not planned | CCGT | chp | no | Philippsthal | 50.8434 | 9.971 | yes |  | K+S [100%]
Germany | DE-98-2 | DE-98 | Philippsthal power station | DT1 | fossil gas |  | operating | no | 28 | 1967 | not planned | ST | chp | no | Philippsthal | 50.8434 | 9.971 | yes |  | K+S [100%]
Germany | DE-98-3 | DE-98 | Philippsthal power station | DT2 | fossil gas |  | operating | no | 21 | 2017 | not planned | ST | chp | no | Philippsthal | 50.8434 | 9.971 | yes |  | K+S [100%]
Germany | DE-98-4 | DE-98 | Philippsthal power station | DT4 | fossil gas |  | operating | no | 21 | 1962 | not planned | ST | chp | no | Philippsthal | 50.8434 | 9.971 | yes |  | K+S [100%]
Germany | DE-98-5 | DE-98 | Philippsthal power station | GT1 | fossil gas |  | operating | no | 6 | 2017 | not planned | OCGT | chp | no | Philippsthal | 50.8434 | 9.971 | yes |  | K+S [100%]
Germany | DE-98-6 | DE-98 | Philippsthal power station | GT2 | fossil gas |  | operating | no | 6 | 2017 | not planned | OCGT | chp | no | Philippsthal | 50.8434 | 9.971 | yes |  | K+S [100%]
Germany | DE-98-7 | DE-98 | Philippsthal power station | GT3 | fossil gas |  | operating | no | 6 | 2006 | not planned | OCGT | chp | no | Philippsthal | 50.8434 | 9.971 | yes |  | K+S [100%]
Germany | DE-99-1 | DE-99 | Plattling power station | DT | fossil gas |  | operating | no | 40 | 2010 | not planned | CCGT | chp | no | Plattling | 48.7983 | 12.8704 | no |  | E.ON [100%]
Germany | DE-99-2 | DE-99 | Plattling power station | GT | fossil gas |  | operating | no | 81 | 2010 | not planned | CCGT | chp | no | Plattling | 48.7983 | 12.8704 | no |  | E.ON [100%]
Germany | DE-100-1 | DE-100 | Potsdam-Sued power station | Block 1 | fossil gas |  | operating | no | 41 | 1996 | not planned | CCGT | chp | no | Potsdam | 52.3668 | 13.1121 | no |  | Stadtwerke Potsdam [100%]
Germany | DE-100-2 | DE-100 | Potsdam-Sued power station | Block 2 | fossil gas |  | operating | no | 41 | 1996 | not planned | CCGT | chp | no | Potsdam | 52.3668 | 13.1121 | no |  | Stadtwerke Potsdam [100%]
Germany | DE-101-1 | DE-101 | Solvay Rb power station | TA1 | fossil gas |  | operating | no | 54 | 1996 | not planned | CCGT | chp | no | Rheinberg | 51.5708 | 6.5719 | yes |  | Solvay [100%]
Germany | DE-102-1 | DE-102 | Marienehe power station | Block 1 | fossil gas |  | operating | no | 36 | 1996 | not planned | CCGT | chp | no | Rostock | 54.1255 | 12.0819 | no |  | Stadtwerke Rostock [100%]
Germany | DE-102-2 | DE-102 | Marienehe power station | Block 2 | fossil gas |  | operating | no | 36 | 1996 | not planned | CCGT | chp | no | Rostock | 54.1255 | 12.0819 | no |  | Stadtwerke Rostock [100%]
Germany | DE-102-3 | DE-102 | Marienehe power station | Block 3 | fossil gas |  | operating | no | 36 | 1996 | not planned | CCGT | chp | no | Rostock | 54.1255 | 12.0819 | no |  | Stadtwerke Rostock [100%]
Germany | DE-103-1 | DE-103 | Anlage Ruesselsheim power station | 1 | fossil gas |  | operating | no | 113 | 1999 | not planned | CCGT | chp | no | Rüsselsheim | 49.9954 | 8.3945 | yes |  | Stellantis [100%]
Germany | DE-104-1 | DE-104 | Roemerbruecke power station | DT 3 | fossil gas |  | operating | no | 40 | 2011 | not planned | ST | chp | no | Saarbrücken | 49.224 | 7.0154 | no |  | Engie [100%]
Germany | DE-104-2 | DE-104 | Roemerbruecke power station | GuD | fossil gas |  | operating | no | 34 | 2005 | not planned | OCGT | chp | no | Saarbrücken | 49.224 | 7.0154 | no |  | Engie [100%]
Germany | DE-104-3 | DE-104 | Roemerbruecke power station | Gasmotor | fossil gas |  | operating | no | 53 | 2022 | not planned | ST | chp | no | Saarbrücken | 49.2118 | 6.9758 | no |  | Engie [100%]
Germany | DE-104-4 | DE-104 | Roemerbruecke power station | DT 2 | fossil gas |  | operating | no | 53 | 1988 | not planned | ST | chp | no | Saarbrücken | 49.2118 | 6.9758 | no |  | Engie [100%]
Germany | DE-105-1 | DE-105 | ZF SBR thermal power station | 1 | fossil gas |  | operating | no | 39 | 2012 | not planned | CCGT | chp | no | Saarbrücken | 49.2118 | 6.9758 | no |  | Stadtwerke Saarbrücken [100%]
Germany | DE-107-1 | DE-107 | UPM Schongau power station | T 4 | fossil gas |  | mothballed | no | 32 | 1968 | not planned | ST | conventional | no | Schongau | 47.8081 | 10.9024 | no |  | UPM-Kymmene [100%]
Germany | DE-107-2 | DE-107 | UPM Schongau power station | T 5 | fossil gas |  | mothballed | no | 32 | 1971 | not planned | ST | conventional | no | Schongau | 47.8081 | 10.9024 | no |  | UPM-Kymmene [100%]
Germany | DE-107-3 | DE-107 | UPM Schongau power station | DT | fossil gas |  | operating | no | 30 | 2014 | not planned | OCGT | chp | no | Schongau | 47.8081 | 10.9024 | no |  | UPM-Kymmene [100%]
Germany | DE-107-4 | DE-107 | UPM Schongau power station | GT | fossil gas |  | operating | no | 44 | 2014 | not planned | OCGT | chp | no | Schongau | 47.8081 | 10.9024 | no |  | UPM-Kymmene [100%]
Germany | DE-107-5 | DE-107 | UPM Schongau power station | 2T1 | fossil gas |  | operating | no | 3 | 1979 | not planned | ST | chp | no | Schongau | 47.8081 | 10.9024 | no |  | UPM-Kymmene [100%]
Germany | DE-107-6 | DE-107 | UPM Schongau power station | 2T2 | fossil gas |  | operating | no | 6 | 1989 | not planned | ST | chp | no | Schongau | 47.8081 | 10.9024 | no |  | UPM-Kymmene [100%]
Germany | DE-109-1 | DE-109 | BASF Schwarzheide power station | GT 1 | fossil gas |  | operating | no | 51 | 1994 | not planned | CCGT | chp | no | Schwarzheide | 53.1243 | 8.7388 | yes |  | BASF [100%]
Germany | DE-109-2 | DE-109 | BASF Schwarzheide power station | GT 2 | fossil gas |  | operating | no | 41 | 1994 | not planned | CCGT | chp | no | Schwarzheide | 53.1243 | 8.7388 | yes |  | BASF [100%]
Germany | DE-109-3 | DE-109 | BASF Schwarzheide power station | DT 1 | fossil gas |  | operating | no | 26 | 1994 | not planned | ST | chp | no | Schwarzheide | 53.1243 | 8.7388 | yes |  | BASF [100%]
Germany | DE-109-4 | DE-109 | BASF Schwarzheide power station | DT 2 | fossil gas |  | operating | no | 12 | 1997 | not planned | ST | chp | no | Schwarzheide | 53.1243 | 8.7388 | yes |  | BASF [100%]
Germany | DE-110-1 | DE-110 | Schwerin Sued power station | 1 | fossil gas |  | operating | no | 23 | 1994 | not planned | CCGT | chp | no | Schwerin | 53.5769 | 11.3962 | no |  | Stadtwerke Schwerin (SWS) [100%]
Germany | DE-110-2 | DE-110 | Schwerin Sued power station | GT1 | fossil gas |  | operating | no | 25 | 2022 | not planned | CCGT | chp | no | Schwerin | 53.5769 | 11.3962 | no |  | Stadtwerke Schwerin (SWS) [100%]
Germany | DE-110-3 | DE-110 | Schwerin Sued power station | GT2 | fossil gas |  | operating | no | 25 | 2022 | not planned | CCGT | chp | no | Schwerin | 53.5769 | 11.3962 | no |  | Stadtwerke Schwerin (SWS) [100%]
Germany | DE-111-1 | DE-111 | Mercedes-Benz plant Sindelfingen power station | GT 1 | fossil gas |  | operating | no | 30 | 2013 | not planned | OCGT | chp | no | Sindelfingen | 48.7032 | 8.9913 | no |  | Mercedes-Benz [100%]
Germany | DE-111-2 | DE-111 | Mercedes-Benz plant Sindelfingen power station | T 1 | fossil gas |  | operating | no | 17 | 1963 | not planned | ST | chp | no | Sindelfingen | 48.7032 | 8.9913 | no |  | Mercedes-Benz [100%]
Germany | DE-111-3 | DE-111 | Mercedes-Benz plant Sindelfingen power station | T 2 | fossil gas |  | operating | no | 5 | 1971 | not planned | ST | chp | no | Sindelfingen | 48.7032 | 8.9913 | no |  | Mercedes-Benz [100%]
Germany | DE-111-4 | DE-111 | Mercedes-Benz plant Sindelfingen power station | T 3 | fossil gas |  | operating | no | 28 | 1971 | not planned | ST | chp | no | Sindelfingen | 48.7032 | 8.9913 | no |  | Mercedes-Benz [100%]
Germany | DE-111-5 | DE-111 | Mercedes-Benz plant Sindelfingen power station | T 4 | fossil gas |  | operating | no | 20 | 1981 | not planned | ST | chp | no | Sindelfingen | 48.7032 | 8.9913 | no |  | Mercedes-Benz [100%]
Germany | DE-112-1 | DE-112 | Stade power station | GT 1 | fossil gas |  | operating | no | 45 | 2014 | not planned | OCGT | chp | no | Stade | 53.6351 | 9.4831 | no |  | Dow [100%]
Germany | DE-112-2 | DE-112 | Stade power station | GT 2 | fossil gas |  | operating | no | 45 | 2014 | not planned | OCGT | chp | no | Stade | 53.6351 | 9.4831 | no |  | Dow [100%]
Germany | DE-112-3 | DE-112 | Stade power station | GT 3 | fossil gas |  | operating | no | 45 | 2014 | not planned | OCGT | chp | no | Stade | 53.6351 | 9.4831 | no |  | Dow [100%]
Germany | DE-112-4 | DE-112 | Stade power station | ST1 | fossil gas |  | operating | no | 14 | 1975 | not planned | OCGT | chp | no | Stade | 53.6351 | 9.4831 | yes |  | Dow [100%]
Germany | DE-112-5 | DE-112 | Stade power station | ST2 | fossil gas |  | operating | no | 13 | 2014 | not planned | OCGT | chp | no | Stade | 53.6351 | 9.4831 | yes |  | Dow [100%]
Germany | DE-113-1 | DE-113 | Stassfurt power station | 1 | fossil gas |  | operating | no | 100 | 1997 | not planned | CCGT | chp | no | Staßfurt | 51.8657 | 11.5729 | yes |  | Ciech [100%]
Germany | DE-114-1 | DE-114 | Irsching 4 power station | 1 | fossil gas |  | operating | no | 561 | 2011 | not planned | CCGT | conventional | no | Vohburg | 48.767 | 11.58 | no |  | Uniper [100%]
Germany | DE-115-1 | DE-115 | Irsching 5 power station | DT | fossil gas |  | operating | no | 282 | 2010 | not planned | CCGT | conventional | no | Vohburg | 48.767 | 11.58 | no |  | N-ERGIE [25%] ; Uniper [50%]
Germany | DE-115-2 | DE-115 | Irsching 5 power station | GT 1 | fossil gas |  | operating | no | 282 | 2010 | not planned | CCGT | conventional | no | Vohburg | 48.767 | 11.58 | no |  | N-ERGIE [25%] ; Uniper [50%]
Germany | DE-115-3 | DE-115 | Irsching 5 power station | GT 2 | fossil gas |  | operating | no | 282 | 2010 | not planned | CCGT | conventional | no | Vohburg | 48.767 | 11.58 | no |  | N-ERGIE [25%] ; Uniper [50%]
Germany | DE-116-1 | DE-116 | Veits peaker plant | 1 | fossil gas |  | operating | no | 20 | 1988 | not planned | OCGT | conventional | no | Waltenhofen | 47.6505 | 10.2616 | no |  | Allgäuer Überlandwerk [100%]
Germany | DE-117-1 | DE-117 | Gersteinwerk power station | F GT | fossil gas |  | mothballed | no | 55 | 1973 | not planned | CCGT | conventional | no | Werne | 51.6752 | 7.7162 | no | yes ¦ 1 | RWE [100%]
Germany | DE-117-2 | DE-117 | Gersteinwerk power station | F DT | fossil gas |  | mothballed | no | 355 | 1972 | not planned | CCGT | conventional | no | Werne | 51.6752 | 7.7162 | no | yes ¦ 3 | RWE [100%]
Germany | DE-117-3 | DE-117 | Gersteinwerk power station | G GT | fossil gas |  | mothballed | no | 55 | 1973 | not planned | CCGT | conventional | no | Werne | 51.6752 | 7.7162 | no |  | RWE [100%]
Germany | DE-117-4 | DE-117 | Gersteinwerk power station | G DT | fossil gas |  | mothballed | no | 355 | 1973 | not planned | CCGT | conventional | no | Werne | 51.6752 | 7.7162 | no | yes ¦ 3 | RWE [100%]
Germany | DE-117-5 | DE-117 | Gersteinwerk power station | H1 | fossil gas |  | operating | no | 46 | 2022 | not planned | OCGT | conventional | no | Werne | 51.6752 | 7.7162 | no |  | RWE [100%]
Germany | DE-117-6 | DE-117 | Gersteinwerk power station | I GT | fossil gas |  | operating | no | 55 | 1974 | not planned | OCGT | conventional | yes | Werne | 51.6752 | 7.7162 | no |  | RWE [100%]
Germany | DE-117-7 | DE-117 | Gersteinwerk power station | I DT | fossil gas |  | mothballed | no | 355 | 1973 | not planned | CCGT | conventional | no | Werne | 51.6752 | 7.7162 | no |  | RWE [100%]
Germany | DE-117-8 | DE-117 | Gersteinwerk power station | K1 | fossil gas |  | mothballed | no | 112 | 1984 | not planned | OCGT | conventional | no | Werne | 51.6752 | 7.7162 | no | yes ¦ 1 | RWE [100%]
Germany | DE-117-9 | DE-117 | Gersteinwerk power station | 1 | fossil gas |  | pre-construction | no | 800 | 2030 | not planned | CCGT | conventional | yes | Werne | 51.6752 | 7.7162 | no |  | RWE [100%]
Germany | DE-122-1 | DE-122 | Basell Polyolefine power station | 1 | fossil gas |  | operating | no | 52 | 1996 | not planned | CCGT | chp | no | Wesseling | 50.8329 | 6.9653 | yes |  | LyondellBasell Industries [100%]
Germany | DE-123-1 | DE-123 | Infraserv Wiesbaden power station | 6 | fossil gas |  | operating | no | 22 | 2021 | not planned | OCGT | chp | no | Wiesbaden | 50.0336 | 8.2448 | no |  | Infraserv Wiesbaden [100%]
Germany | DE-123-2 | DE-123 | Infraserv Wiesbaden power station | 7 | fossil gas |  | operating | no | 22 | 2021 | not planned | OCGT | chp | no | Wiesbaden | 50.0336 | 8.2448 | no |  | Infraserv Wiesbaden [100%]
Germany | DE-123-3 | DE-123 | Infraserv Wiesbaden power station | 1 | fossil gas |  | operating | no | 7 | 1981 | not planned | ST | chp | no | Wiesbaden | 50.0336 | 8.2448 | no |  | Infraserv Wiesbaden [100%]
Germany | DE-123-4 | DE-123 | Infraserv Wiesbaden power station | 2 | fossil gas |  | operating | no | 4 | 1978 | not planned | ST | chp | no | Wiesbaden | 50.0336 | 8.2448 | no |  | Infraserv Wiesbaden [100%]
Germany | DE-123-5 | DE-123 | Infraserv Wiesbaden power station | 3 | fossil gas |  | operating | no | 11 | 1977 | not planned | ST | chp | no | Wiesbaden | 50.0336 | 8.2448 | no |  | Infraserv Wiesbaden [100%]
Germany | DE-123-6 | DE-123 | Infraserv Wiesbaden power station | 4 | fossil gas |  | operating | no | 12 | 1996 | not planned | OCGT | chp | no | Wiesbaden | 50.0336 | 8.2448 | no |  | Infraserv Wiesbaden [100%]
Germany | DE-124-1 | DE-124 | Wolfsburg Sued power station | GT 31 | fossil gas |  | operating | no | 49 | 2021 | not planned | CCGT | chp | yes | Wolfsburg | 52.4167 | 10.7959 | yes |  | Volkswagen [100%]
Germany | DE-124-2 | DE-124 | Wolfsburg Sued power station | GT 32 | fossil gas |  | operating | no | 49 | 2021 | not planned | CCGT | chp | yes | Wolfsburg | 52.4167 | 10.7959 | yes |  | Volkswagen [100%]
Germany | DE-125-1 | DE-125 | Woerth thermal power station | 1 | fossil gas |  | operating | no | 58 | 2007 | not planned | CCGT | chp | no | Wörth | 49.0707 | 8.2998 | yes |  | Palm Group [100%]
Germany | DE-126-1 | DE-126 | Barmen power station | DT 23 | fossil gas |  | operating | no | 29 | 2005 | not planned | ST | chp | no | Wuppertal | 51.2689 | 7.2003 | no |  | Engie [100%]
Germany | DE-126-2 | DE-126 | Barmen power station | GT 11 | fossil gas |  | operating | no | 28 | 2005 | not planned | OCGT | chp | no | Wuppertal | 51.2689 | 7.2003 | no |  | Engie [100%]
Germany | DE-126-3 | DE-126 | Barmen power station | GT 12 | fossil gas |  | operating | no | 28 | 2005 | not planned | OCGT | chp | no | Wuppertal | 51.2689 | 7.2003 | no |  | Engie [100%]
Germany | DE-126-4 | DE-126 | Barmen power station | BHKW15 | fossil gas |  | operating | no | 3 | 2017 | not planned | ST | chp | no | Wuppertal | 51.2689 | 7.2003 | no |  | Engie [100%]
Germany | DE-127-1 | DE-127 | Friedensbruecke power station | DT IV | fossil gas |  | operating | no | 20 | 2021 | not planned | ST | chp | no | Würzburg | 49.8006 | 9.9239 | no |  | WVV [100%]
Germany | DE-127-2 | DE-127 | Friedensbruecke power station | GTI | fossil gas |  | operating | no | 51 | 2005 | not planned | OCGT | chp | no | Würzburg | 49.8 | 9.9231 | no |  | WVV [100%]
Germany | DE-127-3 | DE-127 | Friedensbruecke power station | GTII | fossil gas |  | operating | no | 30 | 2009 | not planned | OCGT | chp | no | Würzburg | 49.8 | 9.9231 | no |  | WVV [100%]
Germany | DE-127-4 | DE-127 | Friedensbruecke power station | TSII | fossil gas |  | operating | no | 25 | 1993 | not planned | ST | chp | no | Würzburg | 49.8 | 9.9231 | no |  | WVV [100%]
Germany | DE-127-5 | DE-127 | Friedensbruecke power station | TSIII | fossil gas |  | operating | no | 23 | 1971 | not planned | ST | chp | no | Würzburg | 49.8 | 9.9231 | no |  | WVV [100%]
Germany | DE-128-1 | DE-128 | Zielitz power station | DT 2 | fossil gas |  | operating | no | 30 | 2010 | not planned | ST | chp | no | Zielitz | 52.2997 | 11.6733 | yes |  | K+S [100%]
Germany | DE-128-2 | DE-128 | Zielitz power station | DT1 | fossil gas |  | operating | no | 18 | 1980 | not planned | ST | chp | no | Zielitz | 52.2997 | 11.6733 | yes |  | K+S [100%]
Germany | DE-128-3 | DE-128 | Zielitz power station | GT2 | fossil gas |  | operating | no | 6 | 2017 | not planned | CCGT | chp | no | Zielitz | 52.2997 | 11.6733 | yes |  | K+S [100%]
Germany | DE-128-4 | DE-128 | Zielitz power station | AG | fossil gas |  | operating | no | 5 | 1995 | not planned | OCGT | chp | no | Zielitz | 52.2997 | 11.6733 | yes |  | K+S [100%]
Germany | DE-128-5 | DE-128 | Zielitz power station | GT1 | fossil gas |  | operating | no | 5 | 1995 | not planned | not found | chp | no | Zielitz | 52.2997 | 11.6733 | yes |  | K+S [100%]
Germany | DE-128-6 | DE-128 | Zielitz power station | TR GT1 | fossil gas |  | operating | no | 6 | 2017 | not planned | OCGT | chp | no | Zielitz | 52.2997 | 11.6733 | yes |  | K+S [100%]
Germany | DE-128-7 | DE-128 | Zielitz power station | TR GT2 | fossil gas |  | operating | no | 6 | 1997 | not planned | OCGT | chp | no | Zielitz | 52.2997 | 11.6733 | yes |  | K+S [100%]
Germany | DE-128-8 | DE-128 | Zielitz power station | TR GT3 | fossil gas |  | operating | no | 2 | 2005 | not planned | OCGT | chp | no | Zielitz | 52.2997 | 11.6733 | yes |  | K+S [100%]
Germany | DE-129-1 | DE-129 | Thyrow power station | GT A | fossil gas |  | mothballed | no | 37 | 1987 | not planned | OCGT | conventional | no | Zossen | 52.2305 | 13.3126 | no | yes ¦ 3 | EP Group [100%]
Germany | DE-129-2 | DE-129 | Thyrow power station | GT B | fossil gas |  | mothballed | no | 37 | 1987 | not planned | OCGT | conventional | no | Zossen | 52.2305 | 13.3126 | no | yes ¦ 3 | EP Group [100%]
Germany | DE-129-3 | DE-129 | Thyrow power station | GT C | fossil gas |  | mothballed | no | 37 | 1987 | not planned | OCGT | conventional | no | Zossen | 52.2305 | 13.3126 | no | yes ¦ 3 | EP Group [100%]
Germany | DE-129-4 | DE-129 | Thyrow power station | GT D | fossil gas |  | mothballed | no | 37 | 1987 | not planned | OCGT | conventional | no | Zossen | 52.2305 | 13.3126 | no | yes ¦ 3 | EP Group [100%]
Germany | DE-129-5 | DE-129 | Thyrow power station | GT E | fossil gas |  | mothballed | no | 38 | 1989 | not planned | OCGT | conventional | no | Zossen | 52.2305 | 13.3126 | no | yes ¦ 3 | EP Group [100%]
Germany | DE-130-1 | DE-130 | Biblis power station | 1 | fossil gas |  | operating | no | 34 | 2023 | not planned | OCGT | chp | no | Biblis | 49.7092 | 8.407 | no | probable ¦ 1 | RWE [100%]
Germany | DE-130-10 | DE-130 | Biblis power station | 10 | fossil gas |  | operating | no | 34 | 2023 | not planned | OCGT | chp | no | Biblis | 49.7092 | 8.407 | no | probable ¦ 1 | RWE [100%]
Germany | DE-130-11 | DE-130 | Biblis power station | 11 | fossil gas |  | operating | no | 34 | 2023 | not planned | OCGT | chp | no | Biblis | 49.7092 | 8.407 | no | probable ¦ 1 | RWE [100%]
Germany | DE-130-2 | DE-130 | Biblis power station | 2 | fossil gas |  | operating | no | 34 | 2023 | not planned | OCGT | chp | no | Biblis | 49.7092 | 8.407 | no | probable ¦ 1 | RWE [100%]
Germany | DE-130-3 | DE-130 | Biblis power station | 3 | fossil gas |  | operating | no | 34 | 2023 | not planned | OCGT | chp | no | Biblis | 49.7092 | 8.407 | no | probable ¦ 1 | RWE [100%]
Germany | DE-130-4 | DE-130 | Biblis power station | 4 | fossil gas |  | operating | no | 34 | 2023 | not planned | OCGT | chp | no | Biblis | 49.7092 | 8.407 | no | probable ¦ 1 | RWE [100%]
Germany | DE-130-5 | DE-130 | Biblis power station | 5 | fossil gas |  | operating | no | 34 | 2023 | not planned | OCGT | chp | no | Biblis | 49.7092 | 8.407 | no | probable ¦ 1 | RWE [100%]
Germany | DE-130-6 | DE-130 | Biblis power station | 6 | fossil gas |  | operating | no | 34 | 2023 | not planned | OCGT | chp | no | Biblis | 49.7092 | 8.407 | no | probable ¦ 1 | RWE [100%]
Germany | DE-130-7 | DE-130 | Biblis power station | 7 | fossil gas |  | operating | no | 34 | 2023 | not planned | OCGT | chp | no | Biblis | 49.7092 | 8.407 | no | probable ¦ 1 | RWE [100%]
Germany | DE-130-8 | DE-130 | Biblis power station | 8 | fossil gas |  | operating | no | 34 | 2023 | not planned | OCGT | chp | no | Biblis | 49.7092 | 8.407 | no | probable ¦ 1 | RWE [100%]
Germany | DE-130-9 | DE-130 | Biblis power station | 9 | fossil gas |  | operating | no | 34 | 2023 | not planned | OCGT | chp | no | Biblis | 49.7092 | 8.407 | no | probable ¦ 1 | RWE [100%]
Germany | DE-131-1 | DE-131 | BHKW Schwarzer Weg power station | 1 | fossil gas |  | operating | no | 22 | 2023 | not planned | ST | chp | no | Aachen | 50.7975 | 6.1139 | no |  | Stadtwerke Aachen [100%]
Germany | DE-132-1 | DE-132 | Aalen power station | CC | fossil gas |  | operating | no | 77 | 2021 | not planned | CCGT | chp | no | Aalen | 48.8211 | 10.1181 | yes |  | Palm Group [100%]
Germany | DE-133-1 | DE-133 | Hastedt power station | CC1 | fossil gas |  | operating | no | 106 | 2023 | not planned | ICCC | chp | yes | Bremen | 53.0592 | 8.8732 | no |  | Stadtwerke Bonn (SWB) [100%]
Germany | DE-134-1 | DE-134 | Cottbus CHP power station | 1 | fossil gas |  | operating | no | 54 | 2022 | not planned | ICCC | chp | yes | Cottbus | 51.7627 | 14.3454 | no |  | Stadtwerke Cottbus [100%]
Germany | DE-134-2 | DE-134 | Cottbus CHP power station | DT | fossil gas |  | operating | no | 45 | 1999 | not planned | ST | chp | no | Cottbus | 51.7627 | 14.3454 | no |  | Stadtwerke Cottbus [100%]
Germany | DE-135-1 | DE-135 | Emsland Mill power station | GT | fossil gas |  | operating | no | 59 | 2022 | not planned | CCGT | chp | no | Dörpen | 52.9781 | 7.3609 | yes |  | UPM-Kymmene [100%]
Germany | DE-135-2 | DE-135 | Emsland Mill power station | CC | fossil gas |  | operating | no | 23 | 2022 | not planned | ST | chp | no | Dörpen | 52.9781 | 7.3609 | yes |  | UPM-Kymmene [100%]
Germany | DE-135-3 | DE-135 | Emsland Mill power station | ND | fossil gas |  | operating | no | 4 | 2022 | not planned | ST | chp | no | Dörpen | 52.9781 | 7.3609 | yes |  | UPM-Kymmene [100%]
Germany | DE-136-1 | DE-136 | Scholven power station | DT | fossil gas |  | operating | no | 30 | 2024 | not planned | CCGT | chp | yes | Gelsenkirchen | 51.6006 | 7.0046 | yes |  | Uniper [100%]
Germany | DE-136-2 | DE-136 | Scholven power station | GT1 | fossil gas |  | operating | no | 54 | 2024 | not planned | CCGT | chp | yes | Gelsenkirchen | 51.6006 | 7.0046 | yes |  | Uniper [100%]
Germany | DE-136-3 | DE-136 | Scholven power station | GT2 | fossil gas |  | operating | no | 54 | 2024 | not planned | CCGT | chp | yes | Gelsenkirchen | 51.6006 | 7.0046 | yes |  | Uniper [100%]
Germany | DE-136-4 | DE-136 | Scholven power station | Scholven 2 | fossil gas | hydrogen | announced | no | 870 | unknown | not planned |  | not found | yes | Gelsenkirchen | 51.6006 | 7.0046 | no |  | Uniper [100%]
Germany | DE-137-1 | DE-137 | Herne power station | 6 | fossil gas |  | operating | no | 657 | 2022 | not planned | CCGT | chp | yes | Herne | 51.5514 | 7.1889 | no |  | Asterion Industrial Partners [100%]
Germany | DE-138-1 | DE-138 | INEOS Köln power station | 1 | fossil gas |  | operating | no | 30 | 2022 | not planned | OCGT | chp | no | Köln | 51.0679 | 6.8455 | yes |  | Ineos Group [100%]
Germany | DE-139-1 | DE-139 | Leipheim power station | 1 | fossil gas |  | operating | no | 310 | 2023 | not planned | OCGT | conventional | no | Leipheim | 48.4357 | 10.2348 | no | probable ¦ 1 | EP Group [50%]
Germany | DE-139-2 | DE-139 | Leipheim power station | 2 | fossil gas |  | announced | no | 550 | unknown | not planned | CCGT | conventional | no | Leipheim | 48.4357 | 10.2348 | no |  | EP Group [50%]
Germany | DE-140-1 | DE-140 | Leipzig Süd power station | 9A | fossil gas |  | operating | no | 68 | 2022 | not planned | OCGT | chp | no | Leipzig | 51.2975 | 12.3842 | no |  | Leipziger Gruppe [100%]
Germany | DE-140-2 | DE-140 | Leipzig Süd power station | 9B | fossil gas |  | operating | no | 68 | 2022 | not planned | OCGT | chp | no | Leipzig | 51.2975 | 12.3842 | no |  | Leipziger Gruppe [100%]
Germany | DE-141-1 | DE-141 | Chemiepark Marl power station VI | DT610 | fossil gas |  | operating | no | 37 | 2022 | not planned | ST | chp | yes | Marl | 51.6804 | 7.0969 | yes |  | Evonik [100%]
Germany | DE-141-2 | DE-141 | Chemiepark Marl power station VI | GT611 | fossil gas |  | operating | no | 54 | 2022 | not planned | CCGT | chp | yes | Marl | 51.6804 | 7.0969 | yes |  | Evonik [100%]
Germany | DE-141-3 | DE-141 | Chemiepark Marl power station VI | DT620 | fossil gas |  | operating | no | 37 | 2022 | not planned | ST | chp | yes | Marl | 51.6804 | 7.0969 | yes |  | Evonik [100%]
Germany | DE-141-4 | DE-141 | Chemiepark Marl power station VI | GT621 | fossil gas |  | operating | no | 54 | 2022 | not planned | CCGT | chp | yes | Marl | 51.6804 | 7.0969 | yes |  | Evonik [100%]
Germany | DE-142-1 | DE-142 | Chemiepark Marl power station VII | DT710 | fossil gas |  | operating | no | 37 | 2022 | not planned | ST | chp | yes | Marl | 51.6804 | 7.0969 | yes |  | Evonik [100%]
Germany | DE-142-2 | DE-142 | Chemiepark Marl power station VII | GT711 | fossil gas |  | operating | no | 54 | 2022 | not planned | CCGT | chp | yes | Marl | 51.6804 | 7.0969 | yes |  | Evonik [100%]
Germany | DE-143-1 | DE-143 | Fernwärme Ulm power station | 1 | fossil gas |  | operating | no | 21 | 2022 | not planned | ST | chp | yes | Ulm | 48.3965 | 9.9647 | no |  | EnBW [100%]
Germany | DE-144-1 | DE-144 | Irsching 6 power station | 1 | fossil gas |  | operating | no | 300 | 2023 | not planned | OCGT | conventional | no | Vohburg | 48.767 | 11.58 | no |  | Uniper [100%]
Germany | DE-146-1 | DE-146 | Weig Community power station | DT 2 | fossil gas |  | mothballed | no | 18 | 2015 | not planned | ST | chp | no | Mayen | 50.3211 | 7.2339 | yes |  | Moritz J. Weig & Co [100%]
Germany | DE-146-2 | DE-146 | Weig Community power station | DT 3 | fossil gas |  | mothballed | no | 28 | 2015 | not planned | ST | chp | no | Mayen | 50.3211 | 7.2339 | yes |  | Moritz J. Weig & Co [100%]
Germany | DE-146-3 | DE-146 | Weig Community power station | GT 1 | fossil gas |  | mothballed | no | 3 | 2015 | not planned | ST | chp | no | Mayen | 50.3211 | 7.2339 | yes |  | Moritz J. Weig & Co [100%]
Germany | DE-146-4 | DE-146 | Weig Community power station | GT 2 | fossil gas |  | mothballed | no | 15 | 2015 | not planned | ST | chp | no | Mayen | 50.3211 | 7.2339 | yes |  | Moritz J. Weig & Co [100%]
Germany | DE-147-1 | DE-147 | Völklingen-Fenne power station | 1 | fossil gas |  | operating | no | 3 | 2021 | not planned | ST | chp | no | Völklingen | 49.2494 | 6.8807 | no |  | Asterion Industrial Partners [100%]
Germany | DE-147-2 | DE-147 | Völklingen-Fenne power station | 2 | fossil gas |  | operating | no | 3 | 2021 | not planned | ST | chp | no | Völklingen | 49.2494 | 6.8807 | no |  | Asterion Industrial Partners [100%]
Germany | DE-147-3 | DE-147 | Völklingen-Fenne power station | 3 | fossil gas |  | operating | no | 3 | 2021 | not planned | ST | chp | no | Völklingen | 49.2494 | 6.8807 | no |  | Asterion Industrial Partners [100%]
Germany | DE-147-4 | DE-147 | Völklingen-Fenne power station | 4 | fossil gas |  | operating | no | 3 | 2021 | not planned | ST | chp | no | Völklingen | 49.2494 | 6.8807 | no |  | Asterion Industrial Partners [100%]
Germany | DE-147-5 | DE-147 | Völklingen-Fenne power station | 5 | fossil gas |  | operating | no | 3 | 2021 | not planned | ST | chp | no | Völklingen | 49.2494 | 6.8807 | no |  | Asterion Industrial Partners [100%]
Germany | DE-147-6 | DE-147 | Völklingen-Fenne power station | 6 | fossil gas |  | operating | no | 3 | 2021 | not planned | ST | chp | no | Völklingen | 49.2494 | 6.8807 | no |  | Asterion Industrial Partners [100%]
Germany | DE-147-7 | DE-147 | Völklingen-Fenne power station | IC | fossil gas |  | announced | no | 150 | unknown | not planned | ICCC | not found | yes | Völklingen | 49.2494 | 6.8807 | no |  | Asterion Industrial Partners [100%]
Germany | DE-148-1 | DE-148 | Dresden-Reick power station | 1 | fossil gas |  | operating | no | 12 | 2022 | not planned | ST | chp | no | Dresden | 51.0246 | 13.7849 | no |  | Technische Werke Dresden [100%]
Germany | DE-148-2 | DE-148 | Dresden-Reick power station | 2 | fossil gas |  | operating | no | 12 | 2022 | not planned | ST | chp | no | Dresden | 51.0246 | 13.7849 | no |  | Technische Werke Dresden [100%]
Germany | DE-148-3 | DE-148 | Dresden-Reick power station | 3 | fossil gas |  | operating | no | 12 | 2022 | not planned | ST | chp | no | Dresden | 51.0246 | 13.7849 | no |  | Technische Werke Dresden [100%]
Germany | DE-148-4 | DE-148 | Dresden-Reick power station | 4 | fossil gas |  | operating | no | 12 | 2022 | not planned | ST | chp | no | Dresden | 51.0246 | 13.7849 | no |  | Technische Werke Dresden [100%]
Germany | DE-148-5 | DE-148 | Dresden-Reick power station | 5 | fossil gas |  | operating | no | 12 | 2022 | not planned | ST | chp | no | Dresden | 51.0246 | 13.7849 | no |  | Technische Werke Dresden [100%]
Germany | DE-148-6 | DE-148 | Dresden-Reick power station | 6 | fossil gas |  | operating | no | 12 | 2022 | not planned | ST | chp | no | Dresden | 51.0246 | 13.7849 | no |  | Technische Werke Dresden [100%]
Germany | DE-148-7 | DE-148 | Dresden-Reick power station | 7 | fossil gas |  | operating | no | 12 | 2022 | not planned | ST | chp | no | Dresden | 51.0246 | 13.7849 | no |  | Technische Werke Dresden [100%]
Germany | DE-148-8 | DE-148 | Dresden-Reick power station | 8 | fossil gas |  | operating | no | 12 | 2022 | not planned | ST | chp | no | Dresden | 51.0246 | 13.7849 | no |  | Technische Werke Dresden [100%]
Germany | DE-148-9 | DE-148 | Dresden-Reick power station | 9 | fossil gas |  | operating | no | 2 | 2004 | not planned | ST | chp | no | Dresden | 51.0246 | 13.7849 | no |  | Technische Werke Dresden [100%]
Germany | DE-151-1 | DE-151 | Griesheim Reserve power station | CC | fossil gas |  | shelved | no | 500 | unknown | not planned | CCGT | conventional | no | Griesham | 49.8614 | 8.5676 | no |  | Copenhagen Infrastructure Partners [100%]
Germany | DE-152-1 | DE-152 | Gundelfingen Reserve power station | CC | fossil gas |  | shelved | no | 1200 | unknown | not planned | CCGT | conventional | no | Gundelfingen | 48.5533 | 10.3674 | no |  | Copenhagen Infrastructure Partners [100%]
Germany | DE-153-1 | DE-153 | Heilbronn power station | 8 | fossil gas |  | construction | no | 675 | 2027 | not planned | CCGT | chp | yes | Heilbronn | 49.1753 | 9.2074 | no |  | EnBW [100%]
Germany | DE-154-1 | DE-154 | Janschwalde power station | CC | fossil gas |  | announced | no | 900 | 2029 | not planned | CCGT | chp | yes | Jänschwalde | 51.8357 | 14.4578 | yes |  | EP Group [100%]
Germany | DE-155-1 | DE-155 | Lippendorf power station | CC | fossil gas |  | pre-construction | no | 875 | 2029 | not planned | CCGT | chp | yes | Lippendorf | 51.1845 | 12.3728 | no |  | EP Group [100%]
Germany | DE-157-1 | DE-157 | München Nord power station | GuD 3 | fossil gas |  | cancelled | not relevant | 365 | not relevant | not relevant | not found | chp | yes | Munchen | 48.1812 | 11.6398 | no |  | Stadtwerke München [100%]
Germany | DE-157-2 | DE-157 | München Nord power station | 2 | fossil gas |  | operating | yes | 365 | 2024 | 2035 | not found | chp | yes | Munchen | 48.1812 | 11.6398 | no |  | Stadtwerke München [100%]
Germany | DE-158-1 | DE-158 | EDF Premnitz power station | CC | fossil gas |  | shelved | no | 400 | unknown | not planned | CCGT | conventional | no | Premintz | 52.5337 | 12.3487 | no |  | EDF [100%]
Germany | DE-159-1 | DE-159 | Schwarze Pumpe power station | CC | fossil gas |  | pre-construction | no | 870 | 2028 | not planned | CCGT | chp | yes | Spremberg | 51.5379 | 14.3535 | no |  | EP Group [100%]
Germany | DE-160-1 | DE-160 | Stuttgart-Muenster power station | GT 87-88 | fossil gas |  | operating | no | 124 | 2025 | not planned | OCGT | chp | yes | Stuttgart | 48.8138 | 9.2192 | no |  | EnBW [100%]
Germany | DE-161-1 | DE-161 | Dradenau power station | GT1-2 | fossil gas |  | construction | no | 180 | 2026 | not planned | CCGT | chp | no | Hamburg | 53.5181 | 9.9147 | no |  | Hamburger Energiewerke [100%]
Germany | DE-162-1 | DE-162 | Wolfsburg West power station | GUD40 | fossil gas |  | operating | no | 95 | 2023 | not planned | CCGT | chp | yes | Wolfsburg | 52.4415 | 10.7651 | yes |  | Volkswagen [100%]
Germany | DE-162-2 | DE-162 | Wolfsburg West power station | GUD50 | fossil gas |  | operating | no | 100 | 2023 | not planned | CCGT | chp | yes | Wolfsburg | 52.4415 | 10.7651 | yes |  | Volkswagen [100%]
Germany | DE-164-1 | DE-164 | Frankfurt Oder power station | HKW FFO GM1 | fossil gas |  | operating | no | 10 | 2022 | not planned | ICCC | chp | yes | Frankfurt an der Oder | 52.3182 | 14.5315 | no |  | Stadtwerke Frankfurt (Oder) [100%]
Germany | DE-164-2 | DE-164 | Frankfurt Oder power station | HKW FFO GM2 | fossil gas |  | operating | no | 10 | 2022 | not planned | ICCC | chp | yes | Frankfurt an der Oder | 52.3182 | 14.5315 | no |  | Stadtwerke Frankfurt (Oder) [100%]
Germany | DE-164-3 | DE-164 | Frankfurt Oder power station | HKW FFO GM3 | fossil gas |  | operating | no | 10 | 2022 | not planned | ICCC | chp | yes | Frankfurt an der Oder | 52.3182 | 14.5315 | no |  | Stadtwerke Frankfurt (Oder) [100%]
Germany | DE-164-4 | DE-164 | Frankfurt Oder power station | HKW FFO GM4 | fossil gas |  | operating | no | 10 | 2022 | not planned | ICCC | chp | yes | Frankfurt an der Oder | 52.3182 | 14.5315 | no |  | Stadtwerke Frankfurt (Oder) [100%]
Germany | DE-164-5 | DE-164 | Frankfurt Oder power station | HKW FFO GM5 | fossil gas |  | operating | no | 10 | 2022 | not planned | ICCC | chp | yes | Frankfurt an der Oder | 52.3182 | 14.5315 | no |  | Stadtwerke Frankfurt (Oder) [100%]
Germany | DE-165-1 | DE-165 | Chemnitz-Nord | 1 | fossil gas |  | operating | no | 13 | 2023 | not planned | ST | chp | yes | Chemnitz | 50.8326 | 12.9242 | no |  | Eins Energie in Sachsen [100%]
Germany | DE-165-2 | DE-165 | Chemnitz-Nord | 2 | fossil gas |  | operating | no | 13 | 2023 | not planned | ST | chp | yes | Chemnitz | 50.8326 | 12.9242 | no |  | Eins Energie in Sachsen [100%]
Germany | DE-165-3 | DE-165 | Chemnitz-Nord | 3 | fossil gas |  | operating | no | 13 | 2023 | not planned | ST | chp | yes | Chemnitz | 50.8326 | 12.9242 | no |  | Eins Energie in Sachsen [100%]
Germany | DE-165-4 | DE-165 | Chemnitz-Nord | 4 | fossil gas |  | operating | no | 13 | 2023 | not planned | ST | chp | yes | Chemnitz | 50.8326 | 12.9242 | no |  | Eins Energie in Sachsen [100%]
Germany | DE-165-5 | DE-165 | Chemnitz-Nord | 5 | fossil gas |  | operating | no | 13 | 2023 | not planned | ST | chp | yes | Chemnitz | 50.8326 | 12.9242 | no |  | Eins Energie in Sachsen [100%]
Germany | DE-165-6 | DE-165 | Chemnitz-Nord | 6 | fossil gas |  | operating | no | 13 | 2023 | not planned | ST | chp | yes | Chemnitz | 50.8326 | 12.9242 | no |  | Eins Energie in Sachsen [100%]
Germany | DE-165-7 | DE-165 | Chemnitz-Nord | 7 | fossil gas |  | operating | no | 13 | 2023 | not planned | ST | chp | yes | Chemnitz | 50.8326 | 12.9242 | no |  | Eins Energie in Sachsen [100%]
Germany | DE-166-1 | DE-166 | Chemnitz-Sud | 1 | fossil gas |  | operating | no | 13 | 2022 | not planned | ST | chp | yes | Chemnitz | 50.8326 | 12.9242 | no |  | Eins Energie in Sachsen [100%]
Germany | DE-166-2 | DE-166 | Chemnitz-Sud | 2 | fossil gas |  | operating | no | 13 | 2022 | not planned | ST | chp | yes | Chemnitz | 50.8326 | 12.9242 | no |  | Eins Energie in Sachsen [100%]
Germany | DE-166-3 | DE-166 | Chemnitz-Sud | 3 | fossil gas |  | operating | no | 13 | 2022 | not planned | ST | chp | yes | Chemnitz | 50.8326 | 12.9242 | no |  | Eins Energie in Sachsen [100%]
Germany | DE-166-4 | DE-166 | Chemnitz-Sud | 4 | fossil gas |  | operating | no | 13 | 2022 | not planned | ST | chp | yes | Chemnitz | 50.8326 | 12.9242 | no |  | Eins Energie in Sachsen [100%]
Germany | DE-166-5 | DE-166 | Chemnitz-Sud | 5 | fossil gas |  | operating | no | 13 | 2022 | not planned | ST | chp | yes | Chemnitz | 50.8326 | 12.9242 | no |  | Eins Energie in Sachsen [100%]
Germany | DE-167-1 | DE-167 | ADM Hamburg cogeneration plant | DT | fossil gas |  | operating | no | 2 | 2009 | not planned | ST | chp | no | Hamburg | 53.5202 | 9.9447 | yes |  | Archer-Daniel-Midland [100%]
Germany | DE-167-2 | DE-167 | ADM Hamburg cogeneration plant | GT1 | fossil gas |  | operating | no | 6 | 2013 | not planned | OCGT | chp | no | Hamburg | 53.5202 | 9.9447 | yes |  | Archer-Daniel-Midland [100%]
Germany | DE-167-3 | DE-167 | ADM Hamburg cogeneration plant | GT2 | fossil gas |  | operating | no | 6 | 2013 | not planned | OCGT | chp | no | Hamburg | 53.5202 | 9.9447 | yes |  | Archer-Daniel-Midland [100%]
Germany | DE-167-4 | DE-167 | ADM Hamburg cogeneration plant | GT3 | fossil gas |  | operating | no | 5 | 2008 | not planned | OCGT | chp | no | Hamburg | 53.5202 | 9.9447 | yes |  | Archer-Daniel-Midland [100%]
Germany | DE-167-5 | DE-167 | ADM Hamburg cogeneration plant | GT4 | fossil gas |  | operating | no | 6 | 2013 | not planned | OCGT | chp | no | Hamburg | 53.5202 | 9.9447 | yes |  | Archer-Daniel-Midland [100%]
Germany | DE-168-1 | DE-168 | AOS GmbH power station | GT1 | fossil gas |  | operating | no | 15 | 2012 | not planned | OCGT | chp | no | Stade | 53.6575 | 9.502 | yes |  | DADCO [100%]
Germany | DE-168-2 | DE-168 | AOS GmbH power station | GT2 | fossil gas |  | operating | no | 15 | 2012 | not planned | OCGT | chp | no | Stade | 53.6575 | 9.502 | yes |  | DADCO [100%]
Germany | DE-169-1 | DE-169 | Bad Salzungen power station | 1 | fossil gas |  | operating | no | 10 | 2018 | not planned | ST | chp | no | Bad Salzungen | 50.8004 | 10.2211 | no |  | KEBT [100%]
Germany | DE-169-2 | DE-169 | Bad Salzungen power station | 2 | fossil gas |  | operating | no | 10 | 1993 | not planned | OCGT | chp | no | Bad Salzungen | 50.8004 | 10.2211 | no |  | KEBT [100%]
Germany | DE-170-1 | DE-170 | BarBy power station | 1 | fossil gas |  | operating | no | 18 | 2013 | not planned | OCGT | chp | no | Barby | 51.9852 | 11.8779 | yes |  | Cargill Incorporated [100%]
Germany | DE-171-1 | DE-171 | Bayer Berlin power station | 1 | fossil gas |  | operating | no | 9 | 1973 | not planned | ST | chp | no | Berlin | 52.5405 | 13.3688 | yes |  | Bayer [100%]
Germany | DE-171-2 | DE-171 | Bayer Berlin power station | 2 | fossil gas |  | operating | no | 6 | 1973 | not planned | ST | chp | no | Berlin | 52.5405 | 13.3688 | yes |  | Bayer [100%]
Germany | DE-172-1 | DE-172 | BMW Dingolfing power station | 1 | fossil gas |  | operating | no | 4 | 2019 | not planned | ST | chp | no | Dingolfing | 48.6495 | 12.4711 | yes |  | BMW [100%]
Germany | DE-172-2 | DE-172 | BMW Dingolfing power station | 2 | fossil gas |  | operating | no | 4 | 2014 | not planned | ST | chp | no | Dingolfing | 48.6495 | 12.4711 | yes |  | BMW [100%]
Germany | DE-172-3 | DE-172 | BMW Dingolfing power station | 3 | fossil gas |  | operating | no | 4 | 2017 | not planned | ST | chp | no | Dingolfing | 48.6495 | 12.4711 | yes |  | BMW [100%]
Germany | DE-172-4 | DE-172 | BMW Dingolfing power station | 4 | fossil gas |  | operating | no | 4 | 2017 | not planned | ST | chp | no | Dingolfing | 48.6495 | 12.4711 | yes |  | BMW [100%]
Germany | DE-172-5 | DE-172 | BMW Dingolfing power station | 5 | fossil gas |  | operating | no | 4 | 2019 | not planned | ST | chp | no | Dingolfing | 48.6495 | 12.4711 | yes |  | BMW [100%]
Germany | DE-172-6 | DE-172 | BMW Dingolfing power station | 6 | fossil gas |  | operating | no | 5 | 2019 | not planned | ST | chp | no | Dingolfing | 48.6495 | 12.4711 | yes |  | BMW [100%]
Germany | DE-172-7 | DE-172 | BMW Dingolfing power station | 7 | fossil gas |  | operating | no | 5 | 2019 | not planned | ST | chp | no | Dingolfing | 48.6495 | 12.4711 | yes |  | BMW [100%]
Germany | DE-173-1 | DE-173 | BMW Landshut power station | 4 | fossil gas |  | operating | no | 4 | 2018 | not planned | ST | chp | no | Landshut | 48.5575 | 12.1495 | yes |  | BMW [100%]
Germany | DE-173-2 | DE-173 | BMW Landshut power station | 5 | fossil gas |  | operating | no | 4 | 2018 | not planned | ST | chp | no | Landshut | 48.5575 | 12.1495 | yes |  | BMW [100%]
Germany | DE-173-3 | DE-173 | BMW Landshut power station | 6 | fossil gas |  | operating | no | 4 | 2018 | not planned | ST | chp | no | Landshut | 48.5575 | 12.1495 | yes |  | BMW [100%]
Germany | DE-173-4 | DE-173 | BMW Landshut power station | 7 | fossil gas |  | operating | no | 4 | 2018 | not planned | ST | chp | no | Landshut | 48.5575 | 12.1495 | yes |  | BMW [100%]
Germany | DE-174-1 | DE-174 | BTB Berlin power station | GT1 | fossil gas |  | operating | no | 5 | 1996 | not planned | OCGT | chp | no | Berlin | 52.4271 | 13.5278 | no |  | BTB Berlin [100%]
Germany | DE-174-2 | DE-174 | BTB Berlin power station | KWK1 | fossil gas |  | operating | no | 4 | 2023 | not planned | ST | chp | no | Berlin | 52.4271 | 13.5278 | no |  | BTB Berlin [100%]
Germany | DE-174-3 | DE-174 | BTB Berlin power station | KWK2 | fossil gas |  | operating | no | 4 | 2023 | not planned | ST | chp | no | Berlin | 52.4271 | 13.5278 | no |  | BTB Berlin [100%]
Germany | DE-174-4 | DE-174 | BTB Berlin power station | KWK3 | fossil gas |  | operating | no | 4 | 2023 | not planned | ST | chp | no | Berlin | 52.4271 | 13.5278 | no |  | BTB Berlin [100%]
Germany | DE-174-5 | DE-174 | BTB Berlin power station | KWK4 | fossil gas |  | operating | no | 4 | 2023 | not planned | ST | chp | no | Berlin | 52.4271 | 13.5278 | no |  | BTB Berlin [100%]
Germany | DE-174-6 | DE-174 | BTB Berlin power station | NEZ1 | fossil gas |  | operating | no | 2 | 2010 | not planned | ST | chp | no | Berlin | 52.4271 | 13.5278 | no |  | BTB Berlin [100%]
Germany | DE-174-7 | DE-174 | BTB Berlin power station | NEZ2 | fossil gas |  | operating | no | 2 | 2010 | not planned | ST | chp | no | Berlin | 52.4271 | 13.5278 | no |  | BTB Berlin [100%]
Germany | DE-174-8 | DE-174 | BTB Berlin power station | NEZ3 | fossil gas |  | operating | no | 2 | 2010 | not planned | ST | chp | no | Berlin | 52.4271 | 13.5278 | no |  | BTB Berlin [100%]
Germany | DE-174-9 | DE-174 | BTB Berlin power station | NEZ4 | fossil gas |  | operating | no | 2 | 2010 | not planned | ST | chp | no | Berlin | 52.4271 | 13.5278 | no |  | BTB Berlin [100%]
Germany | DE-175-1 | DE-175 | Caterpillar Mannheim power station | P12 | fossil gas |  | operating | no | 4 | 1939 | not planned | ST | conventional | no | Mannheim | 49.5003 | 8.4727 | yes |  | Caterpillar [100%]
Germany | DE-175-2 | DE-175 | Caterpillar Mannheim power station | P13 | fossil gas |  | operating | no | 2 | 1939 | not planned | ST | conventional | no | Mannheim | 49.5003 | 8.4727 | yes |  | Caterpillar [100%]
Germany | DE-175-3 | DE-175 | Caterpillar Mannheim power station | P18 | fossil gas |  | operating | no | 4 | 1939 | not planned | ST | conventional | no | Mannheim | 49.5003 | 8.4727 | yes |  | Caterpillar [100%]
Germany | DE-175-4 | DE-175 | Caterpillar Mannheim power station | P31 | fossil gas |  | operating | no | 2 | 1994 | not planned | ST | conventional | no | Mannheim | 49.5003 | 8.4727 | yes |  | Caterpillar [100%]
Germany | DE-175-5 | DE-175 | Caterpillar Mannheim power station | P31 | fossil gas |  | operating | no | 2 | 1994 | not planned | ST | conventional | no | Mannheim | 49.5003 | 8.4727 | yes |  | Caterpillar [100%]
Germany | DE-175-6 | DE-175 | Caterpillar Mannheim power station | P34 | fossil gas |  | operating | no | 1 | 2007 | not planned | ST | conventional | no | Mannheim | 49.5003 | 8.4727 | yes |  | Caterpillar [100%]
Germany | DE-175-7 | DE-175 | Caterpillar Mannheim power station | P35 | fossil gas |  | operating | no | 2 | 2007 | not planned | ST | conventional | no | Mannheim | 49.5003 | 8.4727 | yes |  | Caterpillar [100%]
Germany | DE-175-8 | DE-175 | Caterpillar Mannheim power station | P37 | fossil gas |  | operating | no | 3 | 1994 | not planned | ST | conventional | no | Mannheim | 49.5003 | 8.4727 | yes |  | Caterpillar [100%]
Germany | DE-175-9 | DE-175 | Caterpillar Mannheim power station | P87 | fossil gas |  | operating | no | 2 | 2004 | not planned | ST | conventional | no | Mannheim | 49.5003 | 8.4727 | yes |  | Caterpillar [100%]
Germany | DE-176-1 | DE-176 | Cosun Beet Company power station | 1 | fossil gas |  | operating | no | 15 | 1993 | not planned | ST | chp | no | Anklam | 53.8545 | 13.7092 | yes |  | Royal Cosun [100%]
Germany | DE-177-1 | DE-177 | Crespel & Deiters Ibbenbüren power station | GTS1 | fossil gas |  | operating | no | 1 | 1994 | not planned | OCGT | chp | no | Ibbenbüren | 52.265 | 7.706 | yes |  | Crespel & Deiters [100%]
Germany | DE-177-2 | DE-177 | Crespel & Deiters Ibbenbüren power station | GTS2 | fossil gas |  | operating | no | 1 | 1994 | not planned | OCGT | chp | no | Ibbenbüren | 52.265 | 7.706 | yes |  | Crespel & Deiters [100%]
Germany | DE-177-3 | DE-177 | Crespel & Deiters Ibbenbüren power station | GTS3 | fossil gas |  | operating | no | 5 | 2009 | not planned | OCGT | chp | no | Ibbenbüren | 52.265 | 7.706 | yes |  | Crespel & Deiters [100%]
Germany | DE-177-4 | DE-177 | Crespel & Deiters Ibbenbüren power station | GTS4 | fossil gas |  | operating | no | 2 | 2013 | not planned | OCGT | chp | no | Ibbenbüren | 52.265 | 7.706 | yes |  | Crespel & Deiters [100%]
Germany | DE-177-5 | DE-177 | Crespel & Deiters Ibbenbüren power station | GTS5 | fossil gas |  | operating | no | 7 | 2017 | not planned | OCGT | chp | no | Ibbenbüren | 52.265 | 7.706 | yes |  | Crespel & Deiters [100%]
Germany | DE-178-1 | DE-178 | Dresden-Wilschdorf power station | II-1 | fossil gas |  | operating | no | 4 | 2004 | not planned | ST | chp | no | Moritzburg | 51.1263 | 13.7121 | yes |  | GlobalFoundries [100%]
Germany | DE-178-10 | DE-178 | Dresden-Wilschdorf power station | I-1 | fossil gas |  | operating | no | 4 | 1998 | not planned | ST | chp | no | Moritzburg | 51.1277 | 13.7123 | yes |  | GlobalFoundries [100%]
Germany | DE-178-11 | DE-178 | Dresden-Wilschdorf power station | I-2 | fossil gas |  | operating | no | 4 | 1998 | not planned | ST | chp | no | Moritzburg | 51.1277 | 13.7123 | yes |  | GlobalFoundries [100%]
Germany | DE-178-12 | DE-178 | Dresden-Wilschdorf power station | I-3 | fossil gas |  | operating | no | 4 | 1998 | not planned | ST | chp | no | Moritzburg | 51.1277 | 13.7123 | yes |  | GlobalFoundries [100%]
Germany | DE-178-13 | DE-178 | Dresden-Wilschdorf power station | I-4 | fossil gas |  | operating | no | 4 | 1998 | not planned | ST | chp | no | Moritzburg | 51.1277 | 13.7123 | yes |  | GlobalFoundries [100%]
Germany | DE-178-14 | DE-178 | Dresden-Wilschdorf power station | I-5 | fossil gas |  | operating | no | 4 | 1998 | not planned | ST | chp | no | Moritzburg | 51.1277 | 13.7123 | yes |  | GlobalFoundries [100%]
Germany | DE-178-15 | DE-178 | Dresden-Wilschdorf power station | I-6 | fossil gas |  | operating | no | 4 | 1998 | not planned | ST | chp | no | Moritzburg | 51.1277 | 13.7123 | yes |  | GlobalFoundries [100%]
Germany | DE-178-16 | DE-178 | Dresden-Wilschdorf power station | I-7 | fossil gas |  | operating | no | 4 | 1998 | not planned | ST | chp | no | Moritzburg | 51.1277 | 13.7123 | yes |  | GlobalFoundries [100%]
Germany | DE-178-17 | DE-178 | Dresden-Wilschdorf power station | I-8 | fossil gas |  | operating | no | 4 | 1998 | not planned | ST | chp | no | Moritzburg | 51.1277 | 13.7123 | yes |  | GlobalFoundries [100%]
Germany | DE-178-18 | DE-178 | Dresden-Wilschdorf power station | I-9 | fossil gas |  | operating | no | 4 | 1998 | not planned | ST | chp | no | Moritzburg | 51.1277 | 13.7123 | yes |  | GlobalFoundries [100%]
Germany | DE-178-19 | DE-178 | Dresden-Wilschdorf power station | III 1-8 | fossil gas |  | pre-construction | no | 42 | unknown | not planned | ICCC | chp | no | Moritzburg | 51.1263 | 13.7121 | yes |  | GlobalFoundries [100%]
Germany | DE-178-2 | DE-178 | Dresden-Wilschdorf power station | II-2 | fossil gas |  | operating | no | 4 | 2004 | not planned | ST | chp | no | Moritzburg | 51.1263 | 13.7121 | yes |  | GlobalFoundries [100%]
Germany | DE-178-3 | DE-178 | Dresden-Wilschdorf power station | II-3 | fossil gas |  | operating | no | 4 | 2004 | not planned | ST | chp | no | Moritzburg | 51.1263 | 13.7121 | yes |  | GlobalFoundries [100%]
Germany | DE-178-4 | DE-178 | Dresden-Wilschdorf power station | II-4 | fossil gas |  | operating | no | 4 | 2004 | not planned | ST | chp | no | Moritzburg | 51.1263 | 13.7121 | yes |  | GlobalFoundries [100%]
Germany | DE-178-5 | DE-178 | Dresden-Wilschdorf power station | II-5 | fossil gas |  | operating | no | 4 | 2004 | not planned | ST | chp | no | Moritzburg | 51.1263 | 13.7121 | yes |  | GlobalFoundries [100%]
Germany | DE-178-6 | DE-178 | Dresden-Wilschdorf power station | II-6 | fossil gas |  | operating | no | 4 | 2004 | not planned | ST | chp | no | Moritzburg | 51.1263 | 13.7121 | yes |  | GlobalFoundries [100%]
Germany | DE-178-7 | DE-178 | Dresden-Wilschdorf power station | II-7 | fossil gas |  | operating | no | 4 | 2004 | not planned | ST | chp | no | Moritzburg | 51.1263 | 13.7121 | yes |  | GlobalFoundries [100%]
Germany | DE-178-8 | DE-178 | Dresden-Wilschdorf power station | II-8 | fossil gas |  | operating | no | 4 | 2004 | not planned | ST | chp | no | Moritzburg | 51.1263 | 13.7121 | yes |  | GlobalFoundries [100%]
Germany | DE-178-9 | DE-178 | Dresden-Wilschdorf power station | II-9 | fossil gas |  | operating | no | 4 | 2004 | not planned | ST | chp | no | Moritzburg | 51.1263 | 13.7121 | yes |  | GlobalFoundries [100%]
Germany | DE-179-1 | DE-179 | Drewsen power station | GT | fossil gas |  | operating | no | 9 | 2000 | not planned | CCGT | chp | no | Lachendorf | 52.6255 | 10.2461 | yes |  | DREWSEN Spezialpapiere [100%]
Germany | DE-179-2 | DE-179 | Drewsen power station | DT | fossil gas |  | operating | no | 7 | 2000 | not planned | CCGT | chp | no | Lachendorf | 52.6255 | 10.2461 | yes |  | DREWSEN Spezialpapiere [100%]
Germany | DE-180-1 | DE-180 | Duisburg Mitte power station | 1 | fossil gas |  | operating | no | 5 | 2023 | not planned | ST | chp | no | Duisburg | 51.4286 | 6.7542 | no |  | DVV [100%]
Germany | DE-180-2 | DE-180 | Duisburg Mitte power station | 2 | fossil gas |  | operating | no | 5 | 2023 | not planned | ST | chp | no | Duisburg | 51.4286 | 6.7542 | no |  | DVV [100%]
Germany | DE-180-3 | DE-180 | Duisburg Mitte power station | 3 | fossil gas |  | operating | no | 5 | 2023 | not planned | ST | chp | no | Duisburg | 51.4286 | 6.7542 | no |  | DVV [100%]
Germany | DE-180-4 | DE-180 | Duisburg Mitte power station | 4 | fossil gas |  | operating | no | 5 | 2023 | not planned | ST | chp | no | Duisburg | 51.4286 | 6.7542 | no |  | DVV [100%]
Germany | DE-180-5 | DE-180 | Duisburg Mitte power station | 5 | fossil gas |  | operating | no | 5 | 2023 | not planned | ST | chp | no | Duisburg | 51.4286 | 6.7542 | no |  | DVV [100%]
Germany | DE-180-6 | DE-180 | Duisburg Mitte power station | 6 | fossil gas |  | operating | no | 5 | 2023 | not planned | ST | chp | no | Duisburg | 51.4286 | 6.7542 | no |  | DVV [100%]
Germany | DE-180-7 | DE-180 | Duisburg Mitte power station | 7 | fossil gas |  | operating | no | 5 | 2023 | not planned | ST | chp | no | Duisburg | 51.4286 | 6.7542 | no |  | DVV [100%]
Germany | DE-181-1 | DE-181 | Dusseldorf Henkel power station | F03G1 | fossil gas |  | operating | no | 9 | 1963 | not planned | ST | chp | no | Düsseldorf | 51.1763 | 6.837 | yes |  | Henkel [100%]
Germany | DE-181-2 | DE-181 | Dusseldorf Henkel power station | F03G2 | fossil gas |  | operating | no | 12 | 1965 | not planned | ST | chp | no | Düsseldorf | 51.1763 | 6.837 | yes |  | Henkel [100%]
Germany | DE-181-3 | DE-181 | Dusseldorf Henkel power station | F03G3 | fossil gas |  | operating | no | 12 | 1965 | not planned | ST | chp | no | Düsseldorf | 51.1763 | 6.837 | yes |  | Henkel [100%]
Germany | DE-181-4 | DE-181 | Dusseldorf Henkel power station | F18BHKW | fossil gas |  | operating | no | 2 | 2016 | not planned | ST | chp | no | Düsseldorf | 51.1763 | 6.837 | yes |  | Henkel [100%]
Germany | DE-181-5 | DE-181 | Dusseldorf Henkel power station | GT | fossil gas |  | operating | no | 9 | 2012 | not planned | OCGT | chp | no | Düsseldorf | 51.1763 | 6.837 | yes |  | Henkel [100%]
Germany | DE-182-1 | DE-182 | Dusseldorf Mercedes power station | 1 | fossil gas |  | operating | no | 4 | 2012 | not planned | OCGT | chp | no | Düsseldorf | 51.2543 | 6.7876 | yes |  | Mercedes-Benz [100%]
Germany | DE-182-2 | DE-182 | Dusseldorf Mercedes power station | 2 | fossil gas |  | operating | no | 4 | 2012 | not planned | OCGT | chp | no | Düsseldorf | 51.2543 | 6.7876 | yes |  | Mercedes-Benz [100%]
Germany | DE-182-3 | DE-182 | Dusseldorf Mercedes power station | 3 | fossil gas |  | operating | no | 4 | 2012 | not planned | OCGT | chp | no | Düsseldorf | 51.2543 | 6.7876 | yes |  | Mercedes-Benz [100%]
Germany | DE-182-4 | DE-182 | Dusseldorf Mercedes power station | 4 | fossil gas |  | operating | no | 4 | 2012 | not planned | OCGT | chp | no | Düsseldorf | 51.2543 | 6.7876 | yes |  | Mercedes-Benz [100%]
Germany | DE-182-5 | DE-182 | Dusseldorf Mercedes power station | 5 | fossil gas |  | operating | no | 4 | 2014 | not planned | OCGT | chp | no | Düsseldorf | 51.2543 | 6.7876 | yes |  | Mercedes-Benz [100%]
Germany | DE-183-1 | DE-183 | Energiezentrum Mohn Media power station | DT | fossil gas |  | operating | no | 6 | 1994 | not planned | ST | chp | no | Gütersloh | 51.9073 | 8.4088 | yes |  | Bertelsmann [100%]
Germany | DE-183-2 | DE-183 | Energiezentrum Mohn Media power station | GM 1 | fossil gas |  | operating | no | 2 | 2017 | not planned | ST | chp | no | Gütersloh | 51.9073 | 8.4088 | yes |  | Bertelsmann [100%]
Germany | DE-183-3 | DE-183 | Energiezentrum Mohn Media power station | GM 2 | fossil gas |  | operating | no | 2 | 2017 | not planned | ST | chp | no | Gütersloh | 51.9073 | 8.4088 | yes |  | Bertelsmann [100%]
Germany | DE-183-4 | DE-183 | Energiezentrum Mohn Media power station | GT 1 | fossil gas |  | operating | no | 5 | 1994 | not planned | CCGT | chp | no | Gütersloh | 51.9073 | 8.4088 | yes |  | Bertelsmann [100%]
Germany | DE-183-5 | DE-183 | Energiezentrum Mohn Media power station | GT 2 | fossil gas |  | operating | no | 5 | 1994 | not planned | CCGT | chp | no | Gütersloh | 51.9073 | 8.4088 | yes |  | Bertelsmann [100%]
Germany | DE-183-6 | DE-183 | Energiezentrum Mohn Media power station | GT 3 | fossil gas |  | operating | no | 5 | 1994 | not planned | CCGT | chp | no | Gütersloh | 51.9073 | 8.4088 | yes |  | Bertelsmann [100%]
Germany | DE-184-1 | DE-184 | Evonik Rheinfelden | DT | fossil gas |  | operating | no | 6 | 2006 | not planned | ST | chp | no | Rheinfelden | 47.5685 | 7.8052 | yes |  | Evonik [100%]
Germany | DE-184-2 | DE-184 | Evonik Rheinfelden | GT | fossil gas |  | operating | no | 9 | 1979 | not planned | CCGT | chp | no | Rheinfelden | 47.5685 | 7.8052 | yes |  | Evonik [100%]
Germany | DE-185-1 | DE-185 | Felix Schoeller Sachsen power station | DT | fossil gas |  | operating | no | 3 | 1976 | not planned | ST | chp | no | Weißenborn | 50.8698 | 13.3935 | yes |  | Felix Schoeller [100%]
Germany | DE-185-2 | DE-185 | Felix Schoeller Sachsen power station | GT1 | fossil gas |  | operating | no | 4 | 1976 | not planned | OCGT | chp | no | Weißenborn | 50.8698 | 13.3935 | yes |  | Felix Schoeller [100%]
Germany | DE-185-3 | DE-185 | Felix Schoeller Sachsen power station | GT2 | fossil gas |  | operating | no | 5 | 1976 | not planned | OCGT | chp | no | Weißenborn | 50.8698 | 13.3935 | yes |  | Felix Schoeller [100%]
Germany | DE-185-4 | DE-185 | Felix Schoeller Sachsen power station | GT3 | fossil gas |  | operating | no | 3 | 1996 | not planned | OCGT | chp | no | Weißenborn | 50.8698 | 13.3935 | yes |  | Felix Schoeller [100%]
Germany | DE-186-1 | DE-186 | Georg-August-Universität Göttingen power station | 1 | fossil gas |  | operating | no | 19 | 1998 | not planned | OCGT | chp | no | Göttingen | 51.554 | 9.9337 | no |  | Universität Göttingen [100%]
Germany | DE-187-1 | DE-187 | Gera-Lusan power station | 1 | fossil gas |  | operating | no | 4 | 2018 | not planned | ST | chp | no | Gera | 50.8455 | 12.0788 | no |  | Engie [100%]
Germany | DE-187-2 | DE-187 | Gera-Lusan power station | 2 | fossil gas |  | operating | no | 4 | 2018 | not planned | ST | chp | no | Gera | 50.8455 | 12.0788 | no |  | Engie [100%]
Germany | DE-187-3 | DE-187 | Gera-Lusan power station | 3 | fossil gas |  | operating | no | 4 | 2018 | not planned | ST | chp | no | Gera | 50.8455 | 12.0788 | no |  | Engie [100%]
Germany | DE-187-4 | DE-187 | Gera-Lusan power station | 4 | fossil gas |  | operating | no | 4 | 2018 | not planned | ST | chp | no | Gera | 50.8455 | 12.0788 | no |  | Engie [100%]
Germany | DE-188-1 | DE-188 | Gera-Tinz power station | 1 | fossil gas |  | operating | no | 5 | 2018 | not planned | ST | chp | no | Gera | 50.8942 | 12.0745 | no |  | Engie [100%]
Germany | DE-188-2 | DE-188 | Gera-Tinz power station | 2 | fossil gas |  | operating | no | 5 | 2018 | not planned | ST | chp | no | Gera | 50.8942 | 12.0745 | no |  | Engie [100%]
Germany | DE-188-3 | DE-188 | Gera-Tinz power station | 3 | fossil gas |  | operating | no | 5 | 2018 | not planned | ST | chp | no | Gera | 50.8942 | 12.0745 | no |  | Engie [100%]
Germany | DE-188-4 | DE-188 | Gera-Tinz power station | 4 | fossil gas |  | operating | no | 5 | 2018 | not planned | ST | chp | no | Gera | 50.8942 | 12.0745 | no |  | Engie [100%]
Germany | DE-188-5 | DE-188 | Gera-Tinz power station | 5 | fossil gas |  | operating | no | 5 | 2018 | not planned | ST | chp | no | Gera | 50.8942 | 12.0745 | no |  | Engie [100%]
Germany | DE-189-1 | DE-189 | Gunvor Ingolstadt Refinery power station | 1 | fossil gas |  | operating | no | 8 | 1964 | not planned | ST | chp | no | Kösching | 48.789 | 11.4733 | yes |  | Gunvor [100%]
Germany | DE-189-2 | DE-189 | Gunvor Ingolstadt Refinery power station | 2 | fossil gas |  | operating | no | 7 | 1964 | not planned | ST | chp | no | Kösching | 48.789 | 11.4733 | yes |  | Gunvor [100%]
Germany | DE-189-3 | DE-189 | Gunvor Ingolstadt Refinery power station | 3 | fossil gas |  | operating | no | 10 | 1964 | not planned | ST | chp | no | Kösching | 48.789 | 11.4733 | yes |  | Gunvor [100%]
Germany | DE-190-1 | DE-190 | H&R chemicals power station | G4 | fossil gas |  | operating | no | 6 | 1977 | not planned | ST | conventional | no | Salzbergen | 52.3151 | 7.3524 | yes |  | H&R [100%]
Germany | DE-190-2 | DE-190 | H&R chemicals power station | G5 | fossil gas |  | operating | no | 9 | 2016 | not planned | ST | chp | no | Salzbergen | 52.3151 | 7.3524 | yes |  | H&R [100%]
Germany | DE-191-1 | DE-191 | Heating power plant Humboldtstr. | 5 | fossil gas |  | operating | no | 5 | 2005 | not planned | OCGT | chp | no | Kiel | 54.3274 | 10.1258 | no |  | MVV Energie [100%]
Germany | DE-191-2 | DE-191 | Heating power plant Humboldtstr. | 6 | fossil gas |  | operating | no | 5 | 2005 | not planned | OCGT | chp | no | Kiel | 54.3274 | 10.1258 | no |  | MVV Energie [100%]
Germany | DE-191-3 | DE-191 | Heating power plant Humboldtstr. | 7 | fossil gas |  | operating | no | 5 | 2014 | not planned | OCGT | chp | no | Kiel | 54.3274 | 10.1258 | no |  | MVV Energie [100%]
Germany | DE-191-4 | DE-191 | Heating power plant Humboldtstr. | 8 | fossil gas |  | operating | no | 5 | 2014 | not planned | OCGT | chp | no | Kiel | 54.3274 | 10.1258 | no |  | MVV Energie [100%]
Germany | DE-192-1 | DE-192 | Heidenheim Voith power station | 1 | fossil gas |  | operating | no | 4 | 2014 | not planned | ST | chp | no | Heidenheim | 48.6692 | 10.1503 | yes |  | Voith [100%]
Germany | DE-192-2 | DE-192 | Heidenheim Voith power station | 2 | fossil gas |  | operating | no | 4 | 2014 | not planned | ST | chp | no | Heidenheim | 48.6692 | 10.1503 | yes |  | Voith [100%]
Germany | DE-192-3 | DE-192 | Heidenheim Voith power station | 3 | fossil gas |  | operating | no | 4 | 2014 | not planned | ST | chp | no | Heidenheim | 48.6692 | 10.1503 | yes |  | Voith [100%]
Germany | DE-192-4 | DE-192 | Heidenheim Voith power station | 4 | fossil gas |  | operating | no | 4 | 1999 | not planned | ST | chp | no | Heidenheim | 48.6692 | 10.1503 | yes |  | Voith [100%]
Germany | DE-192-5 | DE-192 | Heidenheim Voith power station | 5 | fossil gas |  | operating | no | 4 | 2004 | not planned | ST | chp | no | Heidenheim | 48.6692 | 10.1503 | yes |  | Voith [100%]
Germany | DE-193-1 | DE-193 | Hillegossen power station | DT1 | fossil gas |  | operating | no | 9 | 2005 | not planned | CCGT | chp | no | Bielefeld | 52.0003 | 8.6141 | no |  | Stadtwerke Bielefeld Group [100%]
Germany | DE-193-2 | DE-193 | Hillegossen power station | GT1 | fossil gas |  | mothballed | no | 14 | 2016 | not planned | CCGT | chp | no | Bielefeld | 52.0003 | 8.6141 | no |  | Stadtwerke Bielefeld Group [100%]
Germany | DE-194-1 | DE-194 | Ineos Moers power station | TG7 | fossil gas |  | operating | no | 8 | 1974 | not planned | ST | chp | no | Moers | 51.4693 | 6.6436 | yes |  | Ineos Group [100%]
Germany | DE-194-2 | DE-194 | Ineos Moers power station | TG8 | fossil gas |  | operating | no | 12 | 1995 | not planned | ST | chp | no | Moers | 51.4693 | 6.6436 | yes |  | Ineos Group [100%]
Germany | DE-195-1 | DE-195 | Jass Werk Fulda power station | G20 | fossil gas |  | operating | no | 8 | 1982 | not planned | ST | chp | no | Fulda | 50.5673 | 9.6794 | yes |  | Papierfabrik Adolf Jass [100%]
Germany | DE-195-2 | DE-195 | Jass Werk Fulda power station | G25 | fossil gas |  | operating | no | 14 | 1992 | not planned | ST | chp | no | Fulda | 50.5673 | 9.6794 | yes |  | Papierfabrik Adolf Jass [100%]
Germany | DE-195-3 | DE-195 | Jass Werk Fulda power station | GT1 | fossil gas |  | operating | no | 7 | 2012 | not planned | OCGT | chp | no | Fulda | 50.5673 | 9.6794 | yes |  | Papierfabrik Adolf Jass [100%]
Germany | DE-195-4 | DE-195 | Jass Werk Fulda power station | GT2 | fossil gas |  | operating | no | 7 | 2012 | not planned | OCGT | chp | no | Fulda | 50.5673 | 9.6794 | yes |  | Papierfabrik Adolf Jass [100%]
Germany | DE-196-1 | DE-196 | Kiel power station | 1 | fossil gas |  | operating | no | 10 | 2018 | not planned | ST | chp | yes | Kiel | 54.3414 | 10.1794 | no |  | MVV Energie [100%]
Germany | DE-196-10 | DE-196 | Kiel power station | 18 | fossil gas |  | operating | no | 10 | 2018 | not planned | ST | chp | yes | Kiel | 54.3414 | 10.1794 | no |  | MVV Energie [100%]
Germany | DE-196-11 | DE-196 | Kiel power station | 19 | fossil gas |  | operating | no | 10 | 2018 | not planned | ST | chp | yes | Kiel | 54.3414 | 10.1794 | no |  | MVV Energie [100%]
Germany | DE-196-12 | DE-196 | Kiel power station | 2 | fossil gas |  | operating | no | 10 | 2018 | not planned | ST | chp | yes | Kiel | 54.3414 | 10.1794 | no |  | MVV Energie [100%]
Germany | DE-196-13 | DE-196 | Kiel power station | 20 | fossil gas |  | operating | no | 10 | 2018 | not planned | ST | chp | yes | Kiel | 54.3414 | 10.1794 | no |  | MVV Energie [100%]
Germany | DE-196-14 | DE-196 | Kiel power station | 3 | fossil gas |  | operating | no | 10 | 2018 | not planned | ST | chp | yes | Kiel | 54.3414 | 10.1794 | no |  | MVV Energie [100%]
Germany | DE-196-15 | DE-196 | Kiel power station | 4 | fossil gas |  | operating | no | 10 | 2018 | not planned | ST | chp | yes | Kiel | 54.3414 | 10.1794 | no |  | MVV Energie [100%]
Germany | DE-196-16 | DE-196 | Kiel power station | 5 | fossil gas |  | operating | no | 10 | 2018 | not planned | ST | chp | yes | Kiel | 54.3414 | 10.1794 | no |  | MVV Energie [100%]
Germany | DE-196-17 | DE-196 | Kiel power station | 6 | fossil gas |  | operating | no | 10 | 2018 | not planned | ST | chp | yes | Kiel | 54.3414 | 10.1794 | no |  | MVV Energie [100%]
Germany | DE-196-18 | DE-196 | Kiel power station | 7 | fossil gas |  | operating | no | 10 | 2018 | not planned | ST | chp | yes | Kiel | 54.3414 | 10.1794 | no |  | MVV Energie [100%]
Germany | DE-196-19 | DE-196 | Kiel power station | 8 | fossil gas |  | operating | no | 10 | 2018 | not planned | ST | chp | yes | Kiel | 54.3414 | 10.1794 | no |  | MVV Energie [100%]
Germany | DE-196-2 | DE-196 | Kiel power station | 10 | fossil gas |  | operating | no | 10 | 2018 | not planned | ST | chp | yes | Kiel | 54.3414 | 10.1794 | no |  | MVV Energie [100%]
Germany | DE-196-20 | DE-196 | Kiel power station | 9 | fossil gas |  | operating | no | 10 | 2018 | not planned | ST | chp | yes | Kiel | 54.3414 | 10.1794 | no |  | MVV Energie [100%]
Germany | DE-196-3 | DE-196 | Kiel power station | 11 | fossil gas |  | operating | no | 10 | 2018 | not planned | ST | chp | yes | Kiel | 54.3414 | 10.1794 | no |  | MVV Energie [100%]
Germany | DE-196-4 | DE-196 | Kiel power station | 12 | fossil gas |  | operating | no | 10 | 2018 | not planned | ST | chp | yes | Kiel | 54.3414 | 10.1794 | no |  | MVV Energie [100%]
Germany | DE-196-5 | DE-196 | Kiel power station | 13 | fossil gas |  | operating | no | 10 | 2018 | not planned | ST | chp | yes | Kiel | 54.3414 | 10.1794 | no |  | MVV Energie [100%]
Germany | DE-196-6 | DE-196 | Kiel power station | 14 | fossil gas |  | operating | no | 10 | 2018 | not planned | ST | chp | yes | Kiel | 54.3414 | 10.1794 | no |  | MVV Energie [100%]
Germany | DE-196-7 | DE-196 | Kiel power station | 15 | fossil gas |  | operating | no | 10 | 2018 | not planned | ST | chp | yes | Kiel | 54.3414 | 10.1794 | no |  | MVV Energie [100%]
Germany | DE-196-8 | DE-196 | Kiel power station | 16 | fossil gas |  | operating | no | 10 | 2018 | not planned | ST | chp | yes | Kiel | 54.3414 | 10.1794 | no |  | MVV Energie [100%]
Germany | DE-196-9 | DE-196 | Kiel power station | 17 | fossil gas |  | operating | no | 10 | 2018 | not planned | ST | chp | yes | Kiel | 54.3414 | 10.1794 | no |  | MVV Energie [100%]
Germany | DE-197-1 | DE-197 | Klein Wanzleben power station | DT | fossil gas |  | operating | no | 14 | 1994 | not planned | ST | chp | no | Wanzleben-Börde | 52.0701 | 11.3853 | no |  | Nordzucker [100%]
Germany | DE-197-2 | DE-197 | Klein Wanzleben power station | GT1 | fossil gas |  | operating | no | 5 | 1994 | not planned | OCGT | chp | no | Wanzleben-Börde | 52.0701 | 11.3853 | no |  | Nordzucker [100%]
Germany | DE-197-3 | DE-197 | Klein Wanzleben power station | GT2 | fossil gas |  | operating | no | 6 | 2007 | not planned | OCGT | chp | no | Wanzleben-Börde | 52.0701 | 11.3853 | no |  | Nordzucker [100%]
Germany | DE-198-1 | DE-198 | Kronos Titan power station | 1 | fossil gas |  | operating | no | 17 | 2013 | not planned | CCGT | chp | no | Nordenham | 53.5293 | 8.5476 | yes |  | Kronos [100%]
Germany | DE-199-1 | DE-199 | Leppersdorf power station | DT | fossil gas |  | operating | no | 6 | 2014 | not planned | ST | chp | no | Wachau | 51.1514 | 13.9776 | yes |  | Unternehmensgruppe Theo Müller [100%]
Germany | DE-199-2 | DE-199 | Leppersdorf power station | GT1 | fossil gas |  | operating | no | 15 | 2014 | not planned | OCGT | chp | no | Wachau | 51.1514 | 13.9776 | yes |  | Unternehmensgruppe Theo Müller [100%]
Germany | DE-199-3 | DE-199 | Leppersdorf power station | GT2 | fossil gas |  | operating | no | 15 | 2014 | not planned | OCGT | chp | no | Wachau | 51.1514 | 13.9776 | yes |  | Unternehmensgruppe Theo Müller [100%]
Germany | DE-200-1 | DE-200 | Man Energy power station | 15 | fossil gas |  | operating | no | 14 | 2009 | not planned | ST | conventional | no | Augsburg | 48.38 | 10.8983 | yes |  | Volkswagen [100%]
Germany | DE-200-2 | DE-200 | Man Energy power station | 32 | fossil gas |  | operating | no | 2 | 2013 | not planned | ST | conventional | no | Augsburg | 48.38 | 10.8983 | yes |  | Volkswagen [100%]
Germany | DE-200-3 | DE-200 | Man Energy power station | 40 | fossil gas |  | operating | no | 5 | 2005 | not planned | ST | conventional | no | Augsburg | 48.38 | 10.8983 | yes |  | Volkswagen [100%]
Germany | DE-201-1 | DE-201 | MM Neuss recycling | DT | fossil gas |  | operating | no | 10 | 1971 | not planned | ST | chp | no | Neuss | 51.2201 | 6.6978 | yes |  | MM [100%]
Germany | DE-201-2 | DE-201 | MM Neuss recycling | GT1 | fossil gas |  | operating | no | 5 | 1992 | not planned | OCGT | chp | no | Neuss | 51.2201 | 6.6978 | yes |  | MM [100%]
Germany | DE-201-3 | DE-201 | MM Neuss recycling | GT2 | fossil gas |  | operating | no | 5 | 1992 | not planned | OCGT | chp | no | Neuss | 51.2201 | 6.6978 | yes |  | MM [100%]
Germany | DE-201-4 | DE-201 | MM Neuss recycling | DT | fossil gas |  | operating | no | 6 | 2025 | not planned | CCGT | chp | no | Neuss | 51.2201 | 6.6978 | yes |  | E.ON [50%] ; MM [50%]
Germany | DE-201-5 | DE-201 | MM Neuss recycling | GT1 | fossil gas |  | operating | no | 17 | 2025 | not planned | CCGT | chp | no | Neuss | 51.2201 | 6.6978 | yes |  | E.ON [50%] ; MM [50%]
Germany | DE-202-1 | DE-202 | MPE power station | GT2 | fossil gas |  | operating | no | 15 | 2021 | not planned | CCGT | chp | no | Bielefeld | 52.0003 | 8.6141 | no |  | Stadtwerke Bielefeld Group [100%]
Germany | DE-203-1 | DE-203 | Nordzucker Hohenhameln power station | 1 | fossil gas |  | operating | no | 18 | 2008 | not planned | ST | chp | no | Hohenhameln | 52.2328 | 10.0335 | yes |  | Nordzucker [100%]
Germany | DE-204-1 | DE-204 | Nordzucker Nordstemmen power station | 1 | fossil gas |  | operating | no | 13 | 1988 | not planned | ST | chp | no | Nordstemmen | 52.1712 | 9.7917 | yes |  | Nordzucker [100%]
Germany | DE-204-2 | DE-204 | Nordzucker Nordstemmen power station | 2 | fossil gas |  | operating | no | 13 | 1993 | not planned | ST | chp | no | Nordstemmen | 52.1712 | 9.7917 | yes |  | Nordzucker [100%]
Germany | DE-205-1 | DE-205 | OMV Refinery Burghausen power station | 1 | fossil gas |  | operating | no | 8 | 1970 | not planned | ST | chp | no | Burghausen | 48.1934 | 12.8297 | yes |  | OMV Aktiengesellschaft [100%]
Germany | DE-205-2 | DE-205 | OMV Refinery Burghausen power station | 2 | fossil gas |  | operating | no | 8 | 1969 | not planned | ST | chp | no | Burghausen | 48.1934 | 12.8297 | yes |  | OMV Aktiengesellschaft [100%]
Germany | DE-206-1 | DE-206 | Papier- Und Kartonfabrik Varel (PVK) power station | DT11 | fossil gas |  | operating | no | 4 | 1965 | not planned | ST | chp | no | Varel | 53.4032 | 8.1282 | yes |  | Papier- u. Kartonfabrik Varel [100%]
Germany | DE-206-2 | DE-206 | Papier- Und Kartonfabrik Varel (PVK) power station | DT13 | fossil gas |  | operating | no | 7 | 1973 | not planned | ST | chp | no | Varel | 53.4032 | 8.1282 | yes |  | Papier- u. Kartonfabrik Varel [100%]
Germany | DE-206-3 | DE-206 | Papier- Und Kartonfabrik Varel (PVK) power station | DT7 | fossil gas |  | operating | no | 12 | 2003 | not planned | ST | chp | no | Varel | 53.4032 | 8.1282 | yes |  | Papier- u. Kartonfabrik Varel [100%]
Germany | DE-206-4 | DE-206 | Papier- Und Kartonfabrik Varel (PVK) power station | DT9 | fossil gas |  | operating | no | 13 | 2011 | not planned | ST | chp | no | Varel | 53.4032 | 8.1282 | yes |  | Papier- u. Kartonfabrik Varel [100%]
Germany | DE-206-5 | DE-206 | Papier- Und Kartonfabrik Varel (PVK) power station | GT5 | fossil gas |  | operating | no | 5 | 1989 | not planned | CCGT | chp | no | Varel | 53.4032 | 8.1282 | yes |  | Papier- u. Kartonfabrik Varel [100%]
Germany | DE-206-6 | DE-206 | Papier- Und Kartonfabrik Varel (PVK) power station | GT8a | fossil gas |  | operating | no | 6 | 2007 | not planned | CCGT | chp | no | Varel | 53.4032 | 8.1282 | yes |  | Papier- u. Kartonfabrik Varel [100%]
Germany | DE-206-7 | DE-206 | Papier- Und Kartonfabrik Varel (PVK) power station | GT8b | fossil gas |  | operating | no | 6 | 2007 | not planned | CCGT | chp | no | Varel | 53.4032 | 8.1282 | yes |  | Papier- u. Kartonfabrik Varel [100%]
Germany | DE-206-8 | DE-206 | Papier- Und Kartonfabrik Varel (PVK) power station | GT6 | fossil gas |  | operating | no | 8 | 2003 | not planned | CCGT | chp | no | Varel | 53.4032 | 8.1282 | yes |  | Papier- u. Kartonfabrik Varel [100%]
Germany | DE-207-1 | DE-207 | Pfaffenwald power station | 41 | fossil gas |  | operating | no | 5 | 1988 | not planned | CCGT | chp | no | Stuttgart | 48.7504 | 9.1104 | yes |  | Universität Stuttgart [100%]
Germany | DE-207-2 | DE-207 | Pfaffenwald power station | 42 | fossil gas |  | operating | no | 5 | 1988 | not planned | CCGT | chp | no | Stuttgart | 48.7504 | 9.1104 | yes |  | Universität Stuttgart [100%]
Germany | DE-207-3 | DE-207 | Pfaffenwald power station | 43 | fossil gas |  | operating | no | 2 | 1963 | not planned | ST | chp | no | Stuttgart | 48.7504 | 9.1104 | yes |  | Universität Stuttgart [100%]
Germany | DE-207-4 | DE-207 | Pfaffenwald power station | 50 | fossil gas |  | operating | no | 11 | 1969 | not planned | ST | chp | no | Stuttgart | 48.7504 | 9.1104 | yes |  | Universität Stuttgart [100%]
Germany | DE-207-5 | DE-207 | Pfaffenwald power station | 60 | fossil gas |  | operating | no | 12 | 1968 | not planned | ST | chp | no | Stuttgart | 48.7504 | 9.1104 | yes |  | Universität Stuttgart [100%]
Germany | DE-208-1 | DE-208 | Roehm power station | Generator 2 | fossil gas |  | operating | no | 12 | 1990 | not planned | ST | chp | no | Worms | 49.6544 | 8.3647 | yes |  | Advent International [100%]
Germany | DE-208-2 | DE-208 | Roehm power station | KonTu | fossil gas |  | operating | no | 7 | 2012 | not planned | ST | conventional | no | Worms | 49.6544 | 8.3647 | yes |  | Advent International [100%]
Germany | DE-209-1 | DE-209 | Sasol Brunsbuttel power station | GT1 | fossil gas |  | operating | no | 5 | 1987 | not planned | OCGT | chp | no | Brunsbüttel | 53.9145 | 9.1624 | yes |  | Sasol [100%]
Germany | DE-209-2 | DE-209 | Sasol Brunsbuttel power station | GT2 | fossil gas |  | operating | no | 5 | 1996 | not planned | OCGT | chp | no | Brunsbüttel | 53.9145 | 9.1624 | yes |  | Sasol [100%]
Germany | DE-209-3 | DE-209 | Sasol Brunsbuttel power station | GT3 | fossil gas |  | operating | no | 7 | 2020 | not planned | OCGT | chp | no | Brunsbüttel | 53.9145 | 9.1624 | yes |  | Sasol [100%]
Germany | DE-210-1 | DE-210 | Smurfit Kappa Herzberg power station | DT1 | fossil gas |  | operating | no | 3 | 1955 | not planned | ST | chp | no | Herzberg | 51.6617 | 10.3524 | yes |  | Smurfit Kappa Group [100%]
Germany | DE-210-2 | DE-210 | Smurfit Kappa Herzberg power station | DT2 | fossil gas |  | operating | no | 6 | 1957 | not planned | ST | chp | no | Herzberg | 51.6617 | 10.3524 | yes |  | Smurfit Kappa Group [100%]
Germany | DE-210-3 | DE-210 | Smurfit Kappa Herzberg power station | DT3 | fossil gas |  | operating | no | 14 | 1983 | not planned | ST | chp | no | Herzberg | 51.6617 | 10.3524 | yes |  | Smurfit Kappa Group [100%]
Germany | DE-211-1 | DE-211 | Smurfit Kappa Hoya power station | DT2 | fossil gas |  | operating | no | 4 | 1996 | not planned | ST | chp | no | Hoya | 52.8093 | 9.155 | yes |  | Smurfit Kappa Group [100%]
Germany | DE-211-2 | DE-211 | Smurfit Kappa Hoya power station | GT2 | fossil gas |  | operating | no | 7 | 2014 | not planned | OCGT | chp | no | Hoya | 52.8093 | 9.155 | yes |  | Smurfit Kappa Group [100%]
Germany | DE-211-3 | DE-211 | Smurfit Kappa Hoya power station | GT1 CTX | fossil gas |  | operating | no | 5 | 1996 | not planned | CCGT | chp | no | Hoya | 52.8093 | 9.155 | yes |  | Smurfit Kappa Group [100%]
Germany | DE-212-1 | DE-212 | Smurfit Zulpich power station | DT06 | fossil gas |  | operating | no | 14 | 2010 | not planned | ST | chp | no | Zülpich | 50.7059 | 6.6512 | yes |  | Smurfit Kappa Group [100%]
Germany | DE-212-2 | DE-212 | Smurfit Zulpich power station | GT1 | fossil gas |  | operating | no | 5 | 1996 | not planned | OCGT | chp | no | Zülpich | 50.7059 | 6.6512 | yes |  | Smurfit Kappa Group [100%]
Germany | DE-212-3 | DE-212 | Smurfit Zulpich power station | GT2 | fossil gas |  | operating | no | 5 | 1996 | not planned | OCGT | chp | no | Zülpich | 50.7059 | 6.6512 | yes |  | Smurfit Kappa Group [100%]
Germany | DE-212-4 | DE-212 | Smurfit Zulpich power station | GT3 | fossil gas |  | operating | no | 5 | 1997 | not planned | OCGT | chp | no | Zülpich | 50.7059 | 6.6512 | yes |  | Smurfit Kappa Group [100%]
Germany | DE-213-1 | DE-213 | St. Wendel power station | GT1 | fossil gas |  | operating | no | 8 | 2014 | not planned | OCGT | chp | no | St. Wendel | 49.4642 | 7.1489 | no |  | Fresenius [100%]
Germany | DE-213-2 | DE-213 | St. Wendel power station | GT2 | fossil gas |  | operating | no | 8 | 2014 | not planned | OCGT | chp | no | St. Wendel | 49.4642 | 7.1489 | no |  | Fresenius [100%]
Germany | DE-213-3 | DE-213 | St. Wendel power station | GT3 | fossil gas |  | operating | no | 4 | 2017 | not planned | OCGT | chp | no | St. Wendel | 49.4642 | 7.1489 | no |  | Fresenius [100%]
Germany | DE-214-1 | DE-214 | Steinitz power station | HKW1 | fossil gas |  | operating | no | 12 | 1994 | not planned | CCGT | chp | no | Salzwedel | 52.8284 | 11.1042 | yes |  | Neptune Energy [100%]
Germany | DE-214-2 | DE-214 | Steinitz power station | HKW2 | fossil gas |  | operating | no | 12 | 1994 | not planned | CCGT | chp | no | Salzwedel | 52.8284 | 11.1042 | yes |  | Neptune Energy [100%]
Germany | DE-215-1 | DE-215 | Stuttgart-Gaisburg power station | 1 | fossil gas |  | operating | no | 10 | 2018 | not planned | ST | chp | yes | Stuttgart | 48.7846 | 9.2286 | no |  | EnBW [100%]
Germany | DE-215-2 | DE-215 | Stuttgart-Gaisburg power station | 2 | fossil gas |  | operating | no | 10 | 2018 | not planned | ST | chp | yes | Stuttgart | 48.7846 | 9.2286 | no |  | EnBW [100%]
Germany | DE-215-3 | DE-215 | Stuttgart-Gaisburg power station | 3 | fossil gas |  | operating | no | 10 | 2018 | not planned | ST | chp | yes | Stuttgart | 48.7846 | 9.2286 | no |  | EnBW [100%]
Germany | DE-216-1 | DE-216 | Universitat Freiburg power station | BHKW 1 | fossil gas |  | operating | no | 2 | 2015 | not planned | ST | chp | no | Freiburg | 48.0089 | 7.8372 | yes |  | Universitätsklinikum Freiburg [100%]
Germany | DE-216-2 | DE-216 | Universitat Freiburg power station | DT1 | fossil gas |  | operating | no | 13 | 2012 | not planned | ST | chp | no | Freiburg | 48.0089 | 7.8372 | yes |  | Universitätsklinikum Freiburg [100%]
Germany | DE-216-3 | DE-216 | Universitat Freiburg power station | DT2 | fossil gas |  | operating | no | 8 | 1970 | not planned | ST | chp | no | Freiburg | 48.0089 | 7.8372 | yes |  | Universitätsklinikum Freiburg [100%]
Germany | DE-216-4 | DE-216 | Universitat Freiburg power station | GT1 | fossil gas |  | operating | no | 6 | 2001 | not planned | OCGT | chp | no | Freiburg | 48.0089 | 7.8372 | yes |  | Universitätsklinikum Freiburg [100%]
Germany | DE-217-1 | DE-217 | Unterbreizbach power station | DT1 | fossil gas |  | operating | no | 11 | 2002 | not planned | ST | chp | no | Unterbreizbach | 50.8132 | 9.9775 | yes |  | K+S [100%]
Germany | DE-217-2 | DE-217 | Unterbreizbach power station | DT3 | fossil gas |  | operating | no | 12 | 1964 | not planned | ST | chp | no | Unterbreizbach | 50.8132 | 9.9775 | yes |  | K+S [100%]
Germany | DE-217-3 | DE-217 | Unterbreizbach power station | GT1 | fossil gas |  | operating | no | 5 | 2016 | not planned | CCGT | chp | no | Unterbreizbach | 50.8132 | 9.9775 | yes |  | K+S [100%]
Germany | DE-217-4 | DE-217 | Unterbreizbach power station | GT2 | fossil gas |  | operating | no | 6 | 2017 | not planned | CCGT | chp | no | Unterbreizbach | 50.8132 | 9.9775 | yes |  | K+S [100%]
Germany | DE-218-1 | DE-218 | Volkswagen Sachsen power station | 1 | fossil gas |  | operating | no | 13 | 2014 | not planned | ST | chp | no | Zwickau | 50.7939 | 12.4843 | yes |  | Volkswagen [100%]
Germany | DE-218-2 | DE-218 | Volkswagen Sachsen power station | 2 | fossil gas |  | operating | no | 4 | 2017 | not planned | ST | chp | no | Zwickau | 50.7939 | 12.4843 | yes |  | Volkswagen [100%]
Germany | DE-220-1 | DE-220 | Bergkamen power station | 1 | fossil gas |  | pre-construction | no | 880 | 2030 | not planned | CCGT | not found | yes | Bergkamen | 51.6367 | 7.6206 | no |  | Asterion Industrial Partners [100%]
Germany | DE-221-1 | DE-221 | Berlin-Reuter-West power station | CHP1 | fossil gas |  | pre-construction | no | 30 | 2026 | not planned | CCGT | chp | yes | Berlin | 52.5346 | 13.2445 | no |  | BEW [100%]
Germany | DE-223-1 | DE-223 | Mehrum power station | Block 1 | fossil gas |  | announced | no | 1200 | unknown | not planned | CCGT | not found | yes | Hohenhameln | 52.3151 | 10.0938 | no |  | EP Group [100%]
Germany | DE-224-1 | DE-224 | Smurfit Kappa Wrexen power station | GT1 | fossil gas |  | operating | no | 9 | 2024 | not planned | OCGT | chp | no | Wrexen | 51.5065 | 8.9794 | yes |  | Smurfit Kappa Group [100%]
Germany | DE-224-2 | DE-224 | Smurfit Kappa Wrexen power station | GT2 | fossil gas |  | operating | no | 9 | 2024 | not planned | OCGT | chp | no | Wrexen | 51.5065 | 8.9794 | yes |  | Smurfit Kappa Group [100%]
Germany | DE-225-1 | DE-225 | IQ Energy Center |  | fossil gas |  | pre-construction | no | 61 | 2029 | not planned | ICCC | chp | no | Frankfurt am Main | 50.0904 | 8.5915 | yes |  | E.ON [100%]
Germany | DE-226-1 | DE-226 | Hanau joint power plant | 11-13 | fossil gas |  | construction | no | 31 | 2026 | not planned | ICCC | chp | no | Hanau | 50.0942 | 8.9595 | no |  | BeteiligungsHolding Hanau [24%] ; Stadtwerke Frankfurt am Main (SWFH) [37%] ; Thüga [12%]
Germany | DE-227-1 | DE-227 | Gundremmingen peaker plant | NULL | fossil gas |  | pre-construction | no | 124 | unknown | not planned | ICCC | not found | no | Gundremmingen | 48.5124 | 10.4077 | no |  | RWE [100%]
Germany | DE-228-1 | DE-228 | Zolling thermal power plant | IC1-4 | fossil gas |  | pre-construction | no | 42 | 2027 | not planned | ICCC | chp | yes | Zolling | 48.4555 | 11.7961 | no |  | Riverstone Holdings [100%]
Germany | DE-229-1 | DE-229 | Bexbach power station | 1 | fossil gas |  | announced | no | 900 | unknown | not planned |  | not found | no | Bexbach | 49.3635 | 7.2371 | no |  | Asterion Industrial Partners [100%]
Germany | DE-230-1 | DE-230 | Quierschied-Weiher power station | 1 | fossil gas |  | announced | no | 600 | unknown | not planned |  | not found | no | Quierschied | 49.3353 | 7.0306 | no |  | Asterion Industrial Partners [100%]
Germany | DE-231-1 | DE-231 | Voerde power station | 1 | fossil gas |  | announced | no | 850 | 2030 | not planned | CCGT | not found | yes | Voerde | 51.5791 | 6.6859 | no |  | RWE [100%]
Germany | DE-232-1 | DE-232 | Schkopau power station | 1 | fossil gas |  | announced | no | 900 | unknown | not planned | CCGT | not found | yes | Schkopau | 51.401 | 11.9493 | no |  | EP Group [100%]
Germany | DE-233-1 | DE-233 | RWE Burghaussen power station | CC | fossil gas |  | announced | no | 800 | 2030 | not planned | CCGT | not found | no | Burghausen | 48.1955 | 12.8252 | yes |  | RWE [100%]
Germany | DE-233-2 | DE-233 | RWE Burghaussen power station | GT | fossil gas |  | announced | no | 150 | 2035 | not planned | OCGT | not found | no | Burghausen | 48.1955 | 12.8252 | yes |  | RWE [100%]
Greece | GR-2-1 | GR-2 | Agios Nikolaos power station / Protergia | CC | fossil gas |  | operating | no | 433 | 2011 | not planned | CCGT | conventional | no | Aghios Nikolaos | 38.3585 | 22.6883 | yes |  | Mytilineos [100%]
Greece | GR-2-2 | GR-2 | Agios Nikolaos power station / Alouminion | CHP | fossil gas |  | operating | no | 334 | 2008 | not planned | CCGT | chp | no | Aghios Nikolaos | 38.3585 | 22.6883 | yes |  | Mytilineos [100%]
Greece | GR-2-3 | GR-2 | Agios Nikolaos power station | EXT | fossil gas |  | operating | no | 826 | 2022 | not planned | CCGT | chp | no | Aghios Nikolaos | 38.3585 | 22.6883 | yes |  | Mytilineos [100%]
Greece | GR-3-1 | GR-3 | Alexandroupolis Industrial Area power station | 1 | fossil gas |  | construction | no | 840 | 2027 | not planned | CCGT | not found | no | Alexandroupoli | 40.8492 | 25.8578 | no |  | DEPA [28%] ; PPC [71%]
Greece | GR-4-1 | GR-4 | Aliveri power station | 5 | fossil gas |  | operating | no | 417 | 2013 | not planned | CCGT | not found | no | Taminei | 38.3896 | 24.0524 | no |  | PPC [100%]
Greece | GR-6-1 | GR-6 | ElvalHalcor Thisvi power station | 1 | fossil gas |  | shelved | no | 651 | 2024 | not planned | CCGT | not found | no | Thisvi | 38.2376 | 22.9589 | no |  | ElvalHalcor [100%]
Greece | GR-7-1 | GR-7 | Gek-Terna Komotini power station | 1 | fossil gas |  | operating | no | 877 | 2024 | not planned | CCGT | not found | no | Komotini | 41.1181 | 25.3894 | no |  | GEK Terna [50%] ; Motor Oil [50%]
Greece | GR-8-1 | GR-8 | Karatzis Larissa power station | 1 | fossil gas |  | shelved | no | 665 | 2024 | not planned | CCGT | not found | no | Larissa | 39.6311 | 22.3891 | no |  | Karatzis [100%]
Greece | GR-9-1 | GR-9 | Kardia power station | CHP | fossil gas |  | pre-construction | no | 105 | 2027 | not planned | CCGT | chp | no | Pontokómi | 40.4106 | 21.7861 | no |  | PPC [100%]
Greece | GR-11-1 | GR-11 | Komotini power station | 1 | fossil gas |  | operating | no | 476 | 2002 | not planned | CCGT | not found | no | Komotini | 41.0646 | 25.4899 | no |  | PPC [100%]
Greece | GR-12-1 | GR-12 | Korinthos power station | 1 | fossil gas |  | operating | no | 434 | 2012 | not planned | CCGT | conventional | no | Agioi Theodoroi | 37.924 | 23.0685 | no |  | Motor Oil [35%] ; Mytilineos [65%]
Greece | GR-13-1 | GR-13 | Larissa Thermoelectric power station | 1 | fossil gas |  | pre-construction | no | 882 | 2028 | not planned | CCGT | not found | no | Larissa | 39.6886 | 22.4739 | no |  | Clavenia [38%] ; DEPA [35%] ; EUSIF Larissa [16%] ; Volton [10%]
Greece | GR-14-1 | GR-14 | Lavrio power station | 4 | fossil gas |  | operating | no | 536 | 1997 | not planned | CCGT | not found | no | Keratea | 37.7463 | 24.0666 | no |  | PPC [100%]
Greece | GR-14-2 | GR-14 | Lavrio power station | 5 | fossil gas |  | operating | no | 387 | 2006 | not planned | CCGT | not found | no | Keratea | 37.7463 | 24.0666 | no |  | PPC [100%]
Greece | GR-16-1 | GR-16 | Megalopoli power station | CC1 | fossil gas |  | operating | no | 811 | 2015 | not planned | CCGT | not found | no | Megalopolis | 37.4175 | 22.1079 | no |  | PPC [100%]
Greece | GR-17-1 | GR-17 | Ptolemaida power station | 5-A | fossil gas |  | pre-construction | no | 295 | 2027 | not planned | OCGT | not found | yes | Ptolemaïda | 40.4097 | 21.7876 | no |  | PPC [100%]
Greece | GR-17-2 | GR-17 | Ptolemaida power station | 5-B | fossil gas |  | announced | no | 144 | unknown | not planned | CCGT | not found | yes | Ptolemaïda | 40.4097 | 21.7876 | no |  | PPC [100%]
Greece | GR-19-1 | GR-19 | Thessaloniki power station | 1 | fossil gas |  | operating | no | 418 | 2006 | not planned | CCGT | conventional | no | Thessaloniki | 40.6879 | 22.884 | no |  | Helleniq Energy [100%]
Greece | GR-19-2 | GR-19 | Thessaloniki power station | 2 | fossil gas |  | pre-construction | no | 826 | 2025 | not planned | CCGT | not found | no | Thessaloniki | 40.6879 | 22.884 | no |  | Helleniq Energy [100%]
Greece | GR-20-1 | GR-20 | Thisvi Elpedison power station | 1 | fossil gas | oil | operating | no | 410 | 2010 | not planned | CCGT | not found | no | Thisvi | 38.2369 | 22.949 | no |  | Helleniq Energy [100%]
Greece | GR-21-1 | GR-21 | Thiva Heron power station | 1-1 | fossil gas | diesel | operating | no | 49 | 2004 | not planned | OCGT | not found | no | Thebes | 38.2795 | 23.3305 | no |  | GEK Terna [100%]
Greece | GR-21-2 | GR-21 | Thiva Heron power station | 1-2 | fossil gas | diesel | operating | no | 49 | 2004 | not planned | OCGT | conventional | no | Thebes | 38.2795 | 23.3305 | no |  | GEK Terna [100%]
Greece | GR-21-3 | GR-21 | Thiva Heron power station | 1-3 | fossil gas | diesel | operating | no | 49 | 2004 | not planned | OCGT | conventional | no | Thebes | 38.2795 | 23.3305 | no |  | GEK Terna [100%]
Greece | GR-21-4 | GR-21 | Thiva Heron power station | 2-1 | fossil gas |  | operating | no | 435 | 2010 | not planned | CCGT | not found | no | Thebes | 38.2795 | 23.3305 | no |  | GEK Terna [100%]
Greece | GR-22-1 | GR-22 | Tithorea power station | CC | fossil gas | oil | pre-construction | no | 153 | unknown | not planned | CCGT | not found | no | Tithorea | 38.5861 | 22.6678 | no |  | GEK Terna [100%]
Greece | GR-23-1 | GR-23 | Korinthos Refinery power station | GT1-5 | fossil gas |  | operating | no | 85 | 1985 | not planned | CCGT | chp | no | Agioi Theodoroi | 37.9208 | 23.0665 | yes |  | Motor Oil [100%]
Greece | GR-23-2 | GR-23 | Korinthos Refinery power station | GT-6 | fossil gas |  | pre-construction | no | 57 | unknown | not planned | CCGT | chp | no | Agioi Theodoroi | 37.9208 | 23.0665 | no |  | Motor Oil [100%]
Greece | GR-24-1 | GR-24 | Agios Dimitrios power station | 1 | fossil gas |  | pre-construction | no | 100 | unknown | not planned | not found | not found | yes | Agios Dimitrios | 40.3942 | 21.9249 | no |  | PPC [100%]
Hungary | HU-1-1 | HU-1 | Ajka power station | 1 | fossil gas | oil | operating | no | 58 | 2011 | not planned | OCGT | conventional | no | Ajka | 47.095 | 17.556 | no |  | MVM Zrt. [100%]
Hungary | HU-1-2 | HU-1 | Ajka power station | 2 | fossil gas |  | operating | no | 58 | 2011 | not planned | OCGT | conventional | no | Ajka | 47.095 | 17.556 | no |  | MVM Zrt. [100%]
Hungary | HU-2-1 | HU-2 | Csepel power station | 1 | fossil gas | oil | operating | no | 410 | 2000 | not planned | CCGT | chp | no | Budapest | 47.428 | 19.0525 | no |  | EOSs [100%]
Hungary | HU-3-1 | HU-3 | Debrecen power station | 1 | fossil gas |  | operating | no | 95 | 2000 | not planned | CCGT | chp | no | Debrecen | 47.5168 | 21.6282 | no |  | Veolia [100%]
Hungary | HU-4-1 | HU-4 | Dunamenti power station | G14 & G15 | fossil gas |  | operating | no | 297 | 1994 | not planned | CCGT | chp | no | Szazhalombatta | 47.3283 | 18.9169 | no |  | MET Group [75%] ; MVM Zrt. [25%]
Hungary | HU-4-2 | HU-4 | Dunamenti power station | G7 & G8 | fossil gas |  | operating | no | 401 | 2011 | not planned | CCGT | conventional | no | Szazhalombatta | 47.3283 | 18.9169 | no |  | MET Group [75%] ; MVM Zrt. [25%]
Hungary | HU-4-3 | HU-4 | Dunamenti power station | G17 | fossil gas |  | operating | no | 60 | 1998 | not planned | CCGT | not found | no | Szazhalombatta | 47.3283 | 18.9169 | no |  | MET Group [75%] ; MVM Zrt. [25%]
Hungary | HU-5-1 | HU-5 | Gönyűi power station | 1 | fossil gas | oil | operating | no | 433 | 2011 | not planned | CCGT | conventional | no | Gönyű | 47.7384 | 17.8033 | no |  | Veolia [100%]
Hungary | HU-6-1 | HU-6 | ISD Power station | 1 | fossil gas | oil | operating | no | 65 | 1951 | not planned | CCGT | chp | no | Dunaujvaros | 46.9444 | 18.9438 | yes |  | ISD Dunaferr ZRT [100%]
Hungary | HU-7-1 | HU-7 | Kelenföldi Erőmű power station | 1 | fossil gas |  | operating | no | 178 | 2006 | not planned | CCGT | chp | no | Budapest | 47.4624 | 19.0563 | no |  | Veolia [100%]
Hungary | HU-8-1 | HU-8 | Kispesti Erőmű power station | 1 | fossil gas |  | operating | no | 109 | 2004 | not planned | CCGT | chp | no | Budapest | 47.4568 | 19.1673 | yes |  | Veolia [100%]
Hungary | HU-10-1 | HU-10 | Matra power station | CC1 | fossil gas | oil | construction | no | 540 | 2028 | not planned | CCGT | not found | yes | Visonta | 47.7886 | 20.066 | no |  | MVM Zrt. [100%]
Hungary | HU-10-2 | HU-10 | Matra power station | GT1 | fossil gas |  | operating | no | 30 | 2007 | not planned | OCGT | chp | no | Visonta | 47.7886 | 20.066 | no |  | MVM Zrt. [100%]
Hungary | HU-10-3 | HU-10 | Matra power station | GT2 | fossil gas |  | operating | no | 30 | 2007 | not planned | OCGT | chp | no | Visonta | 47.7886 | 20.066 | no |  | MVM Zrt. [100%]
Hungary | HU-11-1 | HU-11 | Miskolc Hold power station | 1 | fossil gas |  | operating | no | 64 | 2020 | not planned | CCGT | chp | no | Miskolc | 48.0949 | 20.7473 | no |  | MVM Zrt. [100%]
Hungary | HU-12-1 | HU-12 | North Buda power station | GT3 | fossil gas |  | operating | no | 50 | 2007 | not planned | OCGT | chp | no | Budapest | 47.5642 | 19.0378 | no |  | MVM Zrt. [100%]
Hungary | HU-13-1 | HU-13 | Nyíregyházi power station | 1 | fossil gas |  | operating | no | 47 | 2007 | not planned | CCGT | chp | no | Nyiregyhaza | 47.957 | 21.699 | yes |  | Veolia [100%]
Hungary | HU-15-1 | HU-15 | Tatabánya power station | 1 | fossil gas | oil | operating | no | 18 | 2004 | not planned | not found | chp | no | Tatabánya | 47.5597 | 18.4288 | no |  | Tatabánya Erőmű Kft-t [100%]
Hungary | HU-16-1 | HU-16 | Tisza power station | 1 | fossil gas | oil | pre-construction | no | 500 | 2029 | not planned | CCGT | not found | no | Tiszaujvaros | 47.9173 | 21.077 | no |  | MVM Zrt. [100%]
Hungary | HU-16-2 | HU-16 | Tisza power station | 2 | fossil gas | oil | pre-construction | no | 500 | 2029 | not planned | CCGT | not found | no | Tiszaujvaros | 47.9173 | 21.077 | no |  | MVM Zrt. [100%]
Hungary | HU-17-1 | HU-17 | TVK Industrial power station | 1 | fossil gas | oil | operating | no | 36 | 2005 | not planned | CCGT | chp | no | Tiszaujvaros | 47.9144 | 21.0236 | yes |  | MOL. [100%]
Hungary | HU-18-1 | HU-18 | Újpesti power station | 1 | fossil gas |  | operating | no | 110 | 2002 | not planned | CCGT | chp | no | Budapest | 47.554 | 19.1023 | no |  | Veolia [100%]
Hungary | HU-19-1 | HU-19 | Borsodchem power station | 1 | fossil gas |  | operating | no | 58 | 2001 | not planned | OCGT | chp | no | Kazincbarcika | 48.2453 | 20.6476 | yes |  | BorsodChem Zrt [100%]
Ireland | IE-1-1 | IE-1 | Aghada power station | AT 1 | fossil gas | oil | operating | no | 90 | 1980 | not planned | OCGT | conventional | no | Ballincarroonig | 51.8347 | -8.2362 | no | yes ¦ 8 | ESB [100%]
Ireland | IE-1-2 | IE-1 | Aghada power station | AT 2 | fossil gas | oil | operating | no | 90 | 1980 | not planned | OCGT | conventional | no | Ballincarroonig | 51.8347 | -8.2362 | no | yes ¦ 10 | ESB [100%]
Ireland | IE-1-3 | IE-1 | Aghada power station | AT 4 | fossil gas | oil | operating | no | 90 | 1980 | not planned | OCGT | conventional | no | Ballincarroonig | 51.8347 | -8.2362 | no | yes ¦ 10 | ESB [100%]
Ireland | IE-1-5 | IE-1 | Aghada power station | Unit 2 | fossil gas | oil | operating | no | 449 | 2010 | not planned | CCGT | conventional | no | Ballincarroonig | 51.8347 | -8.2362 | no | yes ¦ 10 | ESB [100%]
Ireland | IE-2-1 | IE-2 | Arklow DUB30 power station | DUB30 | fossil gas |  | shelved | no | 90 | unknown | not planned | ICCC | not found | no |  | 52.774 | -6.1732 | yes | yes ¦ 1 | Echelon Data Centres [100%]
Ireland | IE-3-1 | IE-3 | Arklow Echelon power station | DUB20 Phase 2 | fossil gas |  | announced | no | 203 | 2027 | not planned | ICCC | not found | no | Arklow | 52.8119 | -6.1313 | yes |  | Echelon Data Centres [100%]
Ireland | IE-4-1 | IE-4 | Castlelost Flexgen power station | GT1 | fossil gas | diesel | construction | no | 275 | 2024 | not planned | OCGT | conventional | no | Castlelost | 53.3994 | -7.3207 | no | yes ¦ 1 | Lumcloon Energy [49%] ; Vitol [51%]
Ireland | IE-5-1 | IE-5 | Clondalkin Echelon power station | DUB10 | fossil gas |  | construction | no | 120 | 2024 | not planned | ICCC | not found | no |  | 53.3218 | -6.4432 | yes |  | Echelon Data Centres [100%]
Ireland | IE-6-1 | IE-6 | Corduff Flexgen power station | GT1 | fossil gas |  | operating | no | 65 | 2024 | not planned | OCGT | conventional | no | Corduff | 53.3911 | -6.3748 | no |  | ESB [100%]
Ireland | IE-7-1 | IE-7 | Cushaling power station | 3 | fossil gas |  | pre-construction | no | 88 | 2025 | not planned | OCGT | not found | no | Ballykilleen | 53.2903 | -7.087 | no | yes ¦ 1 | Bord na Móna [100%]
Ireland | IE-8-1 | IE-8 | Derrygreenagh power station | CC1 | fossil gas |  | pre-construction | no | 570 | unknown | not planned | CCGT | not found | no |  | 53.3924 | -7.2567 | no |  | Bord na Móna [100%]
Ireland | IE-8-2 | IE-8 | Derrygreenagh power station | GT1 | fossil gas |  | pre-construction | no | 140 | unknown | not planned | OCGT | not found | no |  | 53.3924 | -7.2567 | no |  | Bord na Móna [100%]
Ireland | IE-9-1 | IE-9 | Dublin Bay power station | DB1 | fossil gas | oil | operating | no | 415 | 2002 | not planned | CCGT | conventional | no | Ringsend | 53.34 | -6.2049 | no | yes ¦ 10 | ESB [100%]
Ireland | IE-10-1 | IE-10 | EP Energy Developments power station | GT1 | fossil gas |  | shelved | no | 299 | 2025 | not planned | OCGT | not found | no | Galway | 53.2909 | -9.0544 | no |  | EP Group [100%]
Ireland | IE-11-10 | IE-11 | Grange Castle Business Park power station | GT1 | fossil gas |  | construction | no | 170 | unknown | not planned | OCGT | not found | no |  | 53.3225 | -6.4403 | yes |  | Microsoft [100%]
Ireland | IE-11-2 | IE-11 | Grange Castle Business Park power station | DUB06 | fossil gas |  | operating | no | 24 | unknown | not planned | ICCC | not found | no |  | 53.3225 | -6.4403 | yes |  | Microsoft [100%]
Ireland | IE-11-3 | IE-11 | Grange Castle Business Park power station | DUB07 | fossil gas |  | operating | no | 24 | unknown | not planned | ICCC | not found | no |  | 53.3225 | -6.4403 | yes |  | Microsoft [100%]
Ireland | IE-11-4 | IE-11 | Grange Castle Business Park power station | DUB08 | fossil gas |  | operating | no | 24 | unknown | not planned | ICCC | not found | no |  | 53.3225 | -6.4403 | yes |  | Microsoft [100%]
Ireland | IE-11-5 | IE-11 | Grange Castle Business Park power station | DUB09 | fossil gas |  | operating | no | 24 | unknown | not planned | ICCC | not found | no |  | 53.3225 | -6.4403 | yes |  | Microsoft [100%]
Ireland | IE-11-6 | IE-11 | Grange Castle Business Park power station | DUB10 | fossil gas |  | operating | no | 24 | unknown | not planned | ICCC | not found | no |  | 53.3225 | -6.4403 | yes |  | Microsoft [100%]
Ireland | IE-11-7 | IE-11 | Grange Castle Business Park power station | DUB11 | fossil gas |  | operating | no | 24 | unknown | not planned | ICCC | not found | no |  | 53.3225 | -6.4403 | yes |  | Microsoft [100%]
Ireland | IE-11-8 | IE-11 | Grange Castle Business Park power station | DUB12 | fossil gas |  | operating | no | 24 | unknown | not planned | ICCC | not found | no |  | 53.3225 | -6.4403 | yes |  | Microsoft [100%]
Ireland | IE-11-9 | IE-11 | Grange Castle Business Park power station | DUB13 | fossil gas |  | operating | no | 24 | unknown | not planned | ICCC | not found | no |  | 53.3225 | -6.4403 | yes |  | Microsoft [100%]
Ireland | IE-12-1 | IE-12 | Grange Castle Echelon power station | DUB40 | fossil gas |  | pre-construction | no | 120 | 2024 | not planned | ICCC | not found | no |  | 53.3283 | -6.4341 | yes | yes ¦ 1 | Echelon Data Centres [100%]
Ireland | IE-13-1 | IE-13 | Great Island power station | 1 | fossil gas | oil | operating | no | 464 | 2015 | not planned | CCGT | conventional | no | Great Island | 52.281 | -6.991 | no | yes ¦ 10 | SSE [100%]
Ireland | IE-14-1 | IE-14 | Huntstown power station | 1 | fossil gas | oil | operating | no | 343 | 2002 | not planned | CCGT | not found | no | Dublin | 53.4119 | -6.3261 | no | yes ¦ 10 | I Squared Capital [100%]
Ireland | IE-14-2 | IE-14 | Huntstown power station | 2 | fossil gas | oil | operating | no | 404 | 2007 | not planned | CCGT | not found | no | Dublin | 53.4119 | -6.3261 | no |  | I Squared Capital [100%]
Ireland | IE-14-3 | IE-14 | Huntstown power station | DC1 | fossil gas |  | pre-construction | no | 36 | 2025 | not planned | ICCC | not found | no | Dublin | 53.4119 | -6.3261 | no |  | I Squared Capital [100%]
Ireland | IE-14-4 | IE-14 | Huntstown power station | DC2 | fossil gas |  | pre-construction | no | 36 | 2027 | not planned | ICCC | not found | no | Dublin | 53.4119 | -6.3261 | no |  | I Squared Capital [100%]
Ireland | IE-14-5 | IE-14 | Huntstown power station | GT1 | fossil gas |  | operating | yes | 50 | 2024 | 2027 | OCGT | not found | no | Dublin | 53.4119 | -6.3261 | no |  | I Squared Capital [100%]
Ireland | IE-15-1 | IE-15 | Kilshane power station | GT1 | fossil gas |  | pre-construction | no | 300 | 2028 | not planned | OCGT | not found | no | Kilshane | 53.4163 | -6.3244 | no |  | Kilshane Energy [100%]
Ireland | IE-16-1 | IE-16 | Lumcloon power station | GT | fossil gas |  | pre-construction | no | 275 | 2025 | not planned | OCGT | not found | no | Cloghan | 53.2272 | -7.7956 | no |  | Lumcloon Energy [?%] ; Vitol [?%]
Ireland | IE-17-1 | IE-17 | Shannon LNG power station | 1 | fossil gas |  | pre-construction | no | 600 | 2026 | not planned | CCGT | not found | no | Ballylongford | 52.581 | -9.4425 | no | yes ¦ 1 | New Fortress Energy [100%]
Ireland | IE-18-1 | IE-18 | Monksland power station | GT | fossil gas |  | construction | no | 100 | 2024 | not planned | OCGT | conventional | no | Monksland - Athlone | 53.4228 | -7.9886 | no | yes ¦ 1 | Centrica [50%] ; Mountside Partners [50%]
Ireland | IE-19-1 | IE-19 | North Wall power station | 4 | fossil gas | oil | mothballed | yes | 163 | unknown | 2021 | OCGT | not found | no | Dublin | 53.3502 | -6.2111 | no |  | ESB [100%]
Ireland | IE-19-2 | IE-19 | North Wall power station | 5 | fossil gas | oil | mothballed | no | 109 | unknown | not planned | OCGT | not found | no | Dublin | 53.3502 | -6.2111 | no | yes ¦ 1 | ESB [100%]
Ireland | IE-19-3 | IE-19 | North Wall power station | GT | fossil gas |  | construction | yes | 210 | 2024 | 2030 | OCGT | not found | no | Dublin | 53.3502 | -6.2111 | no | yes ¦ 2 | ESB [100%]
Ireland | IE-20-1 | IE-20 | Poolbeg power station | A | fossil gas |  | operating | no | 245 | 1994 | not planned | CCGT | not found | no | Dublin | 53.3396 | -6.1867 | no |  | ESB [100%]
Ireland | IE-20-2 | IE-20 | Poolbeg power station | B | fossil gas |  | operating | no | 245 | 1998 | not planned | CCGT | not found | no | Dublin | 53.3396 | -6.1867 | no |  | ESB [100%]
Ireland | IE-20-3 | IE-20 | Poolbeg power station | Flexgen | fossil gas |  | construction | no | 65 | 2024 | not planned | OCGT | not found | no | Dublin | 53.3396 | -6.1867 | no |  | ESB [100%]
Ireland | IE-20-4 | IE-20 | Poolbeg power station | GT1 | fossil gas |  | construction | no | 299 | 2027 | not planned | OCGT | not found | no | Dublin | 53.3396 | -6.1867 | no | yes ¦ 1 | ESB [100%]
Ireland | IE-21-1 | IE-21 | Rhode power station | 1 | fossil gas | oil | operating | no | 52 | 2004 | not planned | OCGT | not found | no | Rhode | 53.3591 | -7.2131 | no | yes ¦ 10 | SSE [100%]
Ireland | IE-21-2 | IE-21 | Rhode power station | 2 | fossil gas | oil | operating | no | 52 | 2004 | not planned | OCGT | not found | no | Rhode | 53.3591 | -7.2131 | no | yes ¦ 10 | SSE [100%]
Ireland | IE-22-1 | IE-22 | Ringsend Flexgen power station | 1 | fossil gas |  | construction | no | 65 | 2024 | not planned | OCGT | not found | no | Dublin | 53.3387 | -6.2049 | no |  | ESB [100%]
Ireland | IE-23-1 | IE-23 | Sealrock power station | 3 | fossil gas |  | operating | no | 85 | 2006 | not planned | OCGT | chp | no | Askeaton (Aughinish Island) | 52.6324 | -9.0596 | yes | yes ¦ 10 | RUSAL [100%]
Ireland | IE-23-2 | IE-23 | Sealrock power station | 4 | fossil gas |  | operating | no | 85 | 2006 | not planned | OCGT | chp | no | Askeaton (Aughinish Island) | 52.6324 | -9.0596 | yes | yes ¦ 10 | RUSAL [100%]
Ireland | IE-26-1 | IE-26 | Tynagh power station | 1 | fossil gas | oil | operating | no | 384 | 2006 | not planned | CCGT | not found | no | Garraunnameetagh | 53.1658 | -8.381 | no | yes ¦ 10 | EP Group [80%] ; Mountside Partners [20%]
Ireland | IE-26-2 | IE-26 | Tynagh power station | GT1 | fossil gas | oil | cancelled | not relevant | 299 | not relevant | not relevant | OCGT | conventional | no | Garraunnameetagh | 53.1658 | -8.381 | no |  | EP Group [80%] ; Mountside Partners [20%]
Ireland | IE-27-1 | IE-27 | Whitegate power station | 1 | fossil gas |  | operating | no | 445 | 2010 | not planned | CCGT | conventional | no | Glanagow | 51.8161 | -8.2511 | no | yes ¦ 9 | Centrica [100%]
Ireland | IE-28-1 | IE-28 | Bellacorick power station | GT1 | fossil gas |  | pre-construction | no | 57 | 2026 | not planned | OCGT | not found | no | Bellacorick | 54.1208 | -9.5778 | no | yes ¦ 1 | Constant Energy [100%]
Ireland | IE-28-2 | IE-28 | Bellacorick power station | GT2 | fossil gas |  | pre-construction | no | 57 | 2026 | not planned | OCGT | not found | no | Bellacorick | 54.1208 | -9.5778 | no | yes ¦ 1 | Constant Energy [100%]
Ireland | IE-29-1 | IE-29 | Profile Park power station | ICCC | fossil gas | heavy fuel oil | construction | no | 100 | 2025 | not planned | ICCC | not found | no | Profile Park - Clondalkin | 53.3139 | -6.4489 | no | yes ¦ 1 | Centrica [50%] ; Mountside Partners [50%]
Ireland | IE-31-1 | IE-31 | Cashla Peaker Plant | 1 | fossil gas |  | pre-construction | no | 334 | 2029 | not planned | OCGT | not found | no | Athenry | 53.3013 | -8.8017 | no |  | Centrica [100%]
Ireland | IE-32-1 | IE-32 | Coolpowra Power Station | 1 | fossil gas | oil | pre-construction | no | 385 | unknown | not planned | OCGT | not found | no | Portumna | 53.1305 | -8.2652 | no |  | Lumcloon Energy [100%]
Ireland | IE-32-2 | IE-32 | Coolpowra Power Station | 2 | fossil gas | oil | pre-construction | no | 385 | unknown | not planned | OCGT | not found | no | Portumna | 53.1305 | -8.2652 | no |  | Lumcloon Energy [100%]
Ireland | IE-32-3 | IE-32 | Coolpowra Power Station | 3 | fossil gas | oil | pre-construction | no | 385 | unknown | not planned | OCGT | not found | no | Portumna | 53.1305 | -8.2652 | no |  | Lumcloon Energy [100%]
Ireland | IE-33-1 | IE-33 | Kentstown power plant | 1 | fossil gas | heavy fuel oil | pre-construction | no | 60 | unknown | not planned | OCGT | conventional | no | Kentstown | 53.6443 | -6.5431 | no |  | ART Generation [100%]
Ireland | IE-33-2 | IE-33 | Kentstown power plant | 2 | fossil gas | heavy fuel oil | pre-construction | no | 60 | unknown | not planned | OCGT | conventional | no | Kentstown | 53.6443 | -6.5431 | no |  | ART Generation [100%]
Ireland | IE-33-3 | IE-33 | Kentstown power plant | 3 | fossil gas | heavy fuel oil | pre-construction | no | 60 | unknown | not planned | OCGT | conventional | no | Kentstown | 53.6443 | -6.5431 | no |  | ART Generation [100%]
Ireland | IE-34-1 | IE-34 | Platin power plant | GT1 | fossil gas | biofuel | pre-construction | no | 57 | 2028 | not planned | OCGT | not found | no | County Meath | 53.6877 | -6.3799 | no |  | SSE [100%]
Ireland | IE-34-2 | IE-34 | Platin power plant | GT2 | fossil gas | biofuel | pre-construction | no | 57 | 2028 | not planned | OCGT | not found | no | County Meath | 53.6877 | -6.3799 | no |  | SSE [100%]
Ireland | IE-34-3 | IE-34 | Platin power plant | GT3 | fossil gas | biofuel | pre-construction | no | 57 | 2028 | not planned | OCGT | not found | no | County Meath | 53.6877 | -6.3799 | no |  | SSE [100%]
Italy | IT-1-1 | IT-1 | Ferrero cogeneration power station | 1 | fossil gas |  | operating | no | 49 | 2006 | not planned | CCGT | chp | no | Alba | 44.703 | 8.027 | yes |  | Ferrero [100%]
Italy | IT-2-1 | IT-2 | Altomonte power station | 1 | fossil gas |  | operating | no | 808 | 2006 | not planned | CCGT | conventional | no | Altomonte | 39.7118 | 16.215 | no |  | EDF [100%]
Italy | IT-4-1 | IT-4 | Aprilia power station | 1 | fossil gas |  | operating | no | 787 | 2012 | not planned | CCGT | conventional | no | Aprilia | 41.5616 | 12.6337 | no |  | F2i [100%]
Italy | IT-5-1 | IT-5 | Larino power station | 1 | fossil gas |  | operating | yes | 125 | 1992 | 2040 | OCGT | conventional | no | Area Artigianale Monte Arcano | 41.8195 | 14.966 | no |  | Enel [100%]
Italy | IT-5-2 | IT-5 | Larino power station | 2 | fossil gas |  | operating | yes | 125 | 1992 | 2040 | OCGT | conventional | no | Area Artigianale Monte Arcano | 41.8195 | 14.966 | no |  | Enel [100%]
Italy | IT-5-3 | IT-5 | Larino power station | 3 | fossil gas |  | shelved | yes | 150 | unknown | 2040 | OCGT | chp | no | Area Artigianale Monte Arcano | 41.8195 | 14.966 | no |  | Enel [100%]
Italy | IT-5-4 | IT-5 | Larino power station | 4 | fossil gas |  | shelved | yes | 150 | unknown | 2040 | OCGT | chp | no | Area Artigianale Monte Arcano | 41.8195 | 14.966 | no |  | Enel [100%]
Italy | IT-6-1 | IT-6 | Atessa Fiat Sevel power station | 1 | fossil gas |  | operating | no | 34 | 2008 | not planned | OCGT | chp | no | Atessa | 42.1474 | 14.4592 | yes |  | EDF [100%]
Italy | IT-7-1 | IT-7 | Augusta power station | 1 | fossil gas |  | operating | no | 44 | unknown | not planned | CCGT | chp | no | Augusta | 37.2204 | 15.1778 | yes |  | Sasol [100%]
Italy | IT-8-1 | IT-8 | Avezzano Burgo power station | GT1 | fossil gas |  | operating | no | 27 | 1999 | not planned | OCGT | chp | no | Avezzano | 41.9956 | 13.4386 | yes |  | Burgo Group [100%]
Italy | IT-8-2 | IT-8 | Avezzano Burgo power station | GT2 | fossil gas |  | operating | no | 27 | 2000 | not planned | OCGT | chp | no | Avezzano | 41.9956 | 13.4386 | yes |  | Burgo Group [100%]
Italy | IT-8-3 | IT-8 | Avezzano Burgo power station | ST | fossil gas |  | operating | no | 30 | 1999 | not planned | ST | chp | no | Avezzano | 41.9956 | 13.4386 | yes |  | Burgo Group [100%]
Italy | IT-9-1 | IT-9 | Benevento power station | 1 | fossil gas |  | announced | no | 350 | unknown | not planned | CCGT | conventional | no | Benevento | 41.1494 | 14.8303 | no |  | Luminosa Energia [100%]
Italy | IT-11-1 | IT-11 | Borgo Trento power station | 1 | fossil gas |  | operating | no | 29 | 1994 | not planned | CCGT | conventional | no | Borgo Trento | 45.4485 | 10.9807 | no |  | Agsm Verona [100%]
Italy | IT-12-1 | IT-12 | Lamarmora power station | TGR1 | fossil gas |  | operating | no | 31 | 1978 | not planned | ST | chp | yes | Brescia | 45.516 | 10.211 | no |  | A2A [100%]
Italy | IT-12-2 | IT-12 | Lamarmora power station | TGR2 | fossil gas |  | operating | no | 33 | 1981 | not planned | ST | chp | yes | Brescia | 45.516 | 10.211 | no |  | A2A [100%]
Italy | IT-12-3 | IT-12 | Lamarmora power station | TGR3 | fossil gas |  | operating | no | 75 | 1987 | not planned | ST | chp | yes | Brescia | 45.516 | 10.211 | no |  | A2A [100%]
Italy | IT-13-1 | IT-13 | Bussi power station | 1 | fossil gas |  | operating | no | 122 | 1994 | not planned | CCGT | chp | no | Bussi Officine | 42.2002 | 13.8398 | yes |  | EDF [100%]
Italy | IT-14-1 | IT-14 | Candela power station | 1 | fossil gas |  | operating | no | 401 | 2005 | not planned | CCGT | conventional | no | Candela | 41.2014 | 15.4762 | no |  | EDF [100%]
Italy | IT-15-1 | IT-15 | Cassano D'Adda power station | 2 | fossil gas |  | operating | no | 848 | 2006 | not planned | CCGT | chp | no | Cassano d'Adda | 45.5115 | 9.5098 | no | yes ¦ 2 | A2A [100%]
Italy | IT-15-2 | IT-15 | Cassano D'Adda power station | IC 1-6 | fossil gas |  | construction | no | 108 | 2024 | not planned | ICCC | chp | no | Cassano d'Adda | 45.5115 | 9.5098 | no | yes ¦ 1 | A2A [100%]
Italy | IT-15-3 | IT-15 | Cassano D'Adda power station | 8 | fossil gas |  | pre-construction | no | 900 | unknown | not planned | CCGT | chp | no | Cassano d'Adda | 45.5115 | 9.5098 | no |  | A2A [100%]
Italy | IT-16-1 | IT-16 | Cassano Spinola power station | 1 | fossil gas |  | operating | no | 50 | 2003 | not planned | OCGT | chp | no | Cassano Spinola | 44.7605 | 8.8553 | no |  | Roquette Freres [100%]
Italy | IT-17-1 | IT-17 | La Casella power station | 1 | fossil gas |  | operating | yes | 397 | 2002 | 2040 | CCGT | chp | no | Castel San Giovanni | 45.0904 | 9.4805 | no | yes ¦ 1 | Enel [100%]
Italy | IT-17-2 | IT-17 | La Casella power station | 2 | fossil gas |  | operating | yes | 390 | 2002 | 2040 | CCGT | conventional | no | Castel San Giovanni | 45.0904 | 9.4805 | no | yes ¦ 1 | Enel [100%]
Italy | IT-17-3 | IT-17 | La Casella power station | 3 | fossil gas |  | operating | yes | 394 | 2003 | 2040 | CCGT | conventional | no | Castel San Giovanni | 45.0904 | 9.4805 | no | yes ¦ 1 | Enel [100%]
Italy | IT-17-4 | IT-17 | La Casella power station | 4 | fossil gas |  | operating | yes | 381 | 2003 | 2040 | CCGT | conventional | no | Castel San Giovanni | 45.0904 | 9.4805 | no |  | Enel [100%]
Italy | IT-17-5 | IT-17 | La Casella power station | LC6-1 | fossil gas |  | cancelled | not relevant | 590 | not relevant | not relevant | OCGT | chp | no | Castel San Giovanni | 45.0904 | 9.4805 | no |  | Enel [100%]
Italy | IT-17-6 | IT-17 | La Casella power station | LC6-2 | fossil gas |  | cancelled | not relevant | 280 | not relevant | not relevant | ST | chp | no | Castel San Giovanni | 45.0904 | 9.4805 | no |  | Enel [100%]
Italy | IT-18-1 | IT-18 | Castelmassa power station | 1 | fossil gas |  | operating | no | 53 | 1994 | not planned | CCGT | chp | no | Castelmassa | 45.0213 | 11.3116 | no |  | Enel [100%]
Italy | IT-19-1 | IT-19 | Celano power station | 1 | fossil gas |  | mothballed | no | 175 | 1999 | not planned | CCGT | chp | no | Celano | 42.0481 | 13.5362 | no |  | B2G Italy [100%]
Italy | IT-20-1 | IT-20 | Barilla power station | 1 | fossil gas |  | operating | no | 35 | 2008 | not planned | CCGT | conventional | no | Chiozzola | 44.824 | 10.376 | yes |  | EDF [100%]
Italy | IT-21-1 | IT-21 | Chivasso power station | 1 | fossil gas |  | operating | no | 838 | 2004 | not planned | CCGT | conventional | no | Chivasso | 45.1856 | 7.9016 | no |  | A2A [100%]
Italy | IT-21-2 | IT-21 | Chivasso power station | 2 | fossil gas |  | operating | no | 370 | 2005 | not planned | CCGT | conventional | no | Chivasso | 45.1856 | 7.9016 | no | yes ¦ 1 | A2A [100%]
Italy | IT-22-1 | IT-22 | Torrevaldaliga Nord power station | CC | fossil gas |  | cancelled | not relevant | 800 | not relevant | not relevant | CCGT | conventional | yes | Civitavecchia | 42.1269 | 11.7583 | no |  | Enel [100%]
Italy | IT-23-2 | IT-23 | Torrevaldaliga Sud power station | TV5 | fossil gas |  | operating | no | 760 | 2004 | not planned | CCGT | chp | no | Civitavecchia | 42.1241 | 11.7624 | no |  | Engie [50%]
Italy | IT-23-3 | IT-23 | Torrevaldaliga Sud power station | TV6 | fossil gas |  | operating | no | 380 | 2005 | not planned | CCGT | chp | no | Civitavecchia | 42.1241 | 11.7624 | no |  | Engie [50%]
Italy | IT-23-4 | IT-23 | Torrevaldaliga Sud power station | TV7 | fossil gas |  | cancelled | not relevant | 900 | not relevant | not relevant | CCGT | chp | no | Civitavecchia | 42.1241 | 11.7624 | no |  | Engie [50%]
Italy | IT-24-1 | IT-24 | Termica Colleferro power station | 1 | fossil gas |  | operating | no | 44 | 2012 | not planned | CCGT | chp | no | Colleferro | 41.7353 | 12.9707 | no |  | Avio [40%] ; Maccaferri [60%]
Italy | IT-25-1 | IT-25 | Cologno Monzese power station | 1 | fossil gas |  | operating | no | 50 | 1998 | not planned | CCGT | conventional | no | Cologno Monzese | 45.5336 | 9.2631 | yes |  | A2A [100%]
Italy | IT-26-1 | IT-26 | Tenaris Dalmine power station | 1 | fossil gas |  | operating | no | 120 | 2007 | not planned | CCGT | chp | no | Dalmine | 45.6392 | 9.6048 | no |  | Tenaris [100%]
Italy | IT-27-1 | IT-27 | Malpensa power station | 1 | fossil gas |  | operating | no | 75 | 2008 | not planned | CCGT | chp | no | Ferno | 45.6283 | 8.7135 | yes |  | A2A [100%]
Italy | IT-28-1 | IT-28 | Ferrara Erbognone power station | CC1 | fossil gas |  | operating | no | 390 | 2004 | not planned | CCGT | chp | no | Ferrara | 44.8641 | 11.5944 | yes |  | Eni [100%]
Italy | IT-28-2 | IT-28 | Ferrara Erbognone power station | CC2 | fossil gas |  | operating | no | 390 | 2004 | not planned | CCGT | chp | no | Ferrara | 44.8641 | 11.5944 | yes |  | Eni [100%]
Italy | IT-29-1 | IT-29 | Ferrera Erbognone Refinery power station | 8 | fossil gas |  | operating | no | 390 | 2004 | not planned | CCGT | conventional | no | Ferrera Erbognone | 45.0996 | 8.8663 | yes |  | Eni [100%]
Italy | IT-29-2 | IT-29 | Ferrera Erbognone Refinery power station | 9 | fossil gas |  | operating | no | 390 | 2004 | not planned | CCGT | conventional | no | Ferrera Erbognone | 45.0996 | 8.8663 | yes |  | Eni [100%]
Italy | IT-29-3 | IT-29 | Ferrera Ergognone Refinery power station | 10 | fossil gas |  | operating | no | 250 | 2004 | not planned | CCGT | conventional | no | Ferrera Erbognone | 45.0996 | 8.8663 | yes |  | Eni [100%]
Italy | IT-30-1 | IT-30 | Lucca Paper Mill power station | 1 | fossil gas |  | operating | no | 50 | 1998 | not planned | OCGT | chp | no | Frizzone | 43.8234 | 10.6019 | yes |  | DS Smith [100%]
Italy | IT-30-2 | IT-30 | Lucca Paper Mill power station | 2 | fossil gas |  | operating | no | 50 | 2015 | not planned | OCGT | chp | no | Frizzone | 43.8234 | 10.6019 | yes |  | DS Smith [100%]
Italy | IT-30-3 | IT-30 | Lucca Paper Mill power station | 3 | fossil gas |  | operating | no | 50 | 2020 | not planned | OCGT | chp | no | Frizzone | 43.8234 | 10.6019 | yes |  | DS Smith [100%]
Italy | IT-31-1 | IT-31 | Andrea Palladio di Fusina power station | FS7-1 | fossil gas |  | construction | yes | 560 | 2025 | 2040 | OCGT | conventional | yes | Fusina | 45.4314 | 12.2468 | no | yes ¦ 1 | Enel [100%]
Italy | IT-31-2 | IT-31 | Andrea Palladio di Fusina power station | FS7-2 | fossil gas |  | construction | yes | 280 | 2025 | 2040 | CCGT | conventional | yes | Fusina | 45.4314 | 12.2468 | no | yes ¦ 1 | Enel [100%]
Italy | IT-32-1 | IT-32 | Genova Sampierdarena power station | 1 | fossil gas |  | operating | no | 25 | 1990 | not planned | OCGT | chp | no | Genova | 44.4287 | 8.8847 | no |  | Iren [100%]
Italy | IT-33-1 | IT-33 | Pace Del Mela power station | 1 | fossil gas |  | construction | no | 60 | 2024 | not planned | OCGT | conventional | no | Giammoro | 38.2009 | 15.2981 | no | yes ¦ 1 | Duferco [100%]
Italy | IT-34-1 | IT-34 | Gissi power station | 1 | fossil gas |  | operating | no | 420 | 2008 | not planned | CCGT | conventional | no | Gissi | 42.0502 | 14.5639 | no |  | A2A [100%]
Italy | IT-34-2 | IT-34 | Gissi power station | 2 | fossil gas |  | operating | no | 420 | 2008 | not planned | CCGT | conventional | no | Gissi | 42.0502 | 14.5639 | no |  | A2A [100%]
Italy | IT-37-1 | IT-37 | Hera Casalegno power station | 1 | fossil gas |  | operating | no | 86 | 2009 | not planned | CCGT | chp | no | Imola | 44.37 | 11.7013 | no |  | Hera [100%]
Italy | IT-38-1 | IT-38 | La Spezia power station | SP1 | fossil gas |  | mothballed | yes | 345 | 2000 | 2040 | CCGT | chp | yes | La Spezia | 44.1112 | 9.8749 | no |  | Enel [100%]
Italy | IT-38-2 | IT-38 | La Spezia power station | SP2 | fossil gas |  | mothballed | yes | 337 | 2000 | 2040 | CCGT | chp | yes | La Spezia | 44.1112 | 9.8749 | no |  | Enel [100%]
Italy | IT-38-3 | IT-38 | La Spezia power station | SP4 | fossil gas |  | cancelled | not relevant | 840 | not relevant | not relevant | CCGT | conventional | yes | La Spezia | 44.1112 | 9.8749 | no | yes ¦ 1 | Enel [100%]
Italy | IT-39-1 | IT-39 | Leini power station | 1 | fossil gas |  | operating | no | 390 | 2007 | not planned | CCGT | chp | no | Leini | 45.163 | 7.7505 | no | yes ¦ 1 | Engie [100%]
Italy | IT-40-1 | IT-40 | Livorno Ferraris power station | 1 | fossil gas |  | operating | no | 805 | 2008 | not planned | CCGT | conventional | no | Livorno Ferraris | 45.2817 | 8.0849 | no |  | EP Group [75%]
Italy | IT-41-1 | IT-41 | Brindisi Sud power station | CC1 | fossil gas |  | shelved | yes | 840 | unknown | 2040 | CCGT | conventional | yes | Località Produttiva | 40.5636 | 18.0322 | no |  | Enel [100%]
Italy | IT-41-2 | IT-41 | Brindisi Sud power station | CC2 | fossil gas |  | shelved | yes | 840 | unknown | 2040 | CCGT | conventional | yes | Località Produttiva | 40.5636 | 18.0322 | no |  | Enel [100%]
Italy | IT-42-1 | IT-42 | Mantova power station | 2 | fossil gas |  | operating | no | 390 | 2005 | not planned | CCGT | chp | no | Mantova | 45.1503 | 10.8349 | no |  | Eni [100%]
Italy | IT-42-2 | IT-42 | Mantova power station | 3 | fossil gas |  | operating | no | 390 | 2005 | not planned | CCGT | chp | no | Mantova | 45.1503 | 10.8349 | no |  | Eni [100%]
Italy | IT-42-3 | IT-42 | Mantova power station | B6 | fossil gas |  | mothballed | no | 56 | 2005 | not planned | ST | chp | no | Mantova | 45.1503 | 10.8349 | no |  | Eni [100%]
Italy | IT-43-1 | IT-43 | Santa Barbara power station | 1 | fossil gas |  | operating | yes | 396 | 2006 | 2040 | CCGT | chp | yes | Meleto Valdarno | 43.565 | 11.4777 | no |  | Enel [100%]
Italy | IT-44-1 | IT-44 | Melfi Fiat Sata power station | 1 | fossil gas |  | operating | no | 32 | 2008 | not planned | OCGT | conventional | no | Melfi | 41.0759 | 15.7141 | no |  | EDF [100%]
Italy | IT-45-1 | IT-45 | Milazzo power station | 1 | fossil gas |  | operating | no | 155 | 1999 | not planned | CCGT | conventional | no | Milazzo | 38.1978 | 15.2676 | yes |  | Eni [100%]
Italy | IT-46-1 | IT-46 | Modugno power station | 1 | fossil gas |  | operating | no | 800 | 2010 | not planned | CCGT | conventional | no | Modugno | 41.1025 | 16.756 | no |  | F2i [100%]
Italy | IT-47-1 | IT-47 | Moncalieri power station | 2 | fossil gas |  | operating | no | 400 | 2005 | not planned | CCGT | chp | no | Moncalieri | 44.993 | 7.6755 | no | yes ¦ 1 | Iren [100%]
Italy | IT-47-2 | IT-47 | Moncalieri power station | 3 | fossil gas |  | operating | no | 390 | 2009 | not planned | CCGT | chp | no | Moncalieri | 44.993 | 7.6755 | no | yes ¦ 1 | Iren [100%]
Italy | IT-48-1 | IT-48 | Monfalcone power station | CC1 | fossil gas |  | construction | no | 880 | 2026 | not planned | CCGT | conventional | yes | Monfalcone | 45.7979 | 13.5455 | no | yes ¦ 1 | A2A [100%]
Italy | IT-49-1 | IT-49 | Montalto Di Castro power station | 1 | fossil gas |  | retired | already retired | 240 | 1997 | 2024 | OCGT | conventional | no | Montalto di Castro | 42.3572 | 11.5373 | no |  | Enel [100%]
Italy | IT-49-2 | IT-49 | Montalto Di Castro power station | 2 | fossil gas |  | retired | already retired | 240 | 1997 | 2024 | OCGT | conventional | no | Montalto di Castro | 42.3572 | 11.5373 | no |  | Enel [100%]
Italy | IT-49-3 | IT-49 | Montalto Di Castro power station | 3 | fossil gas |  | mothballed | yes | 305 | 2022 | 2040 | OCGT | conventional | no | Montalto di Castro | 42.3572 | 11.5373 | no |  | Enel [100%]
Italy | IT-49-4 | IT-49 | Montalto Di Castro power station | 4 | fossil gas |  | operating | yes | 305 | 2022 | 2040 | OCGT | conventional | no | Montalto di Castro | 42.3572 | 11.5373 | no | yes ¦ 1 | Enel [100%]
Italy | IT-50-1 | IT-50 | Napoli Levante power station | 1 | fossil gas |  | operating | no | 387 | 2009 | not planned | CCGT | conventional | no | Napoli | 40.8339 | 14.3006 | no |  | Engie [50%]
Italy | IT-52-1 | IT-52 | Novel power station | 1 | fossil gas |  | operating | no | 100 | 2004 | not planned | CCGT | chp | no | Novara | 45.457 | 8.6496 | yes |  | EOSs [51%] ; Radici Group [49%]
Italy | IT-53-1 | IT-53 | CTE Tamarete power station | 1 | fossil gas |  | operating | no | 104 | 2013 | not planned | CCGT | chp | no | Ortona | 42.3233 | 14.3775 | no |  | BKW [100%]
Italy | IT-54-1 | IT-54 | Ostiglia power station | 1 | fossil gas |  | operating | no | 392 | 2003 | not planned | CCGT | conventional | no | Ostiglia | 45.0603 | 11.1374 | no |  | EP Group [100%]
Italy | IT-54-2 | IT-54 | Ostiglia power station | 2 | fossil gas |  | operating | no | 392 | 2003 | not planned | CCGT | conventional | no | Ostiglia | 45.0603 | 11.1374 | no |  | EP Group [100%]
Italy | IT-54-3 | IT-54 | Ostiglia power station | 3 | fossil gas |  | operating | no | 380 | 2003 | not planned | CCGT | conventional | no | Ostiglia | 45.0603 | 11.1374 | no |  | EP Group [100%]
Italy | IT-54-4 | IT-54 | Ostiglia power station | OS5 | fossil gas |  | construction | no | 880 | 2026 | not planned | CCGT | conventional | no | Ostiglia | 45.0603 | 11.1374 | no | yes ¦ 1 | EP Group [100%]
Italy | IT-55-1 | IT-55 | Pietrafitta power station | 1 | fossil gas |  | operating | yes | 376 | 2003 | 2040 | CCGT | conventional | no | Panicale | 42.9954 | 12.1995 | no |  | Enel [100%]
Italy | IT-56-1 | IT-56 | Brindisi Nord power station | 8 | fossil gas |  | operating | no | 381 | 2006 | not planned | CCGT | chp | no | Pedagne | 40.6293 | 18.0033 | yes |  | Eni [100%]
Italy | IT-56-2 | IT-56 | Brindisi Nord power station | 9 | fossil gas |  | operating | no | 381 | 2006 | not planned | CCGT | chp | no | Pedagne | 40.6293 | 18.0033 | yes |  | Eni [100%]
Italy | IT-56-3 | IT-56 | Brindisi Nord power station | 10 | fossil gas |  | operating | no | 381 | 2005 | not planned | CCGT | chp | no | Pedagne | 40.6293 | 18.0033 | yes |  | Eni [100%]
Italy | IT-57-1 | IT-57 | Piacenza power station | 1 | fossil gas |  | operating | no | 841 | 2006 | not planned | CCGT | chp | no | Piacenza | 45.0543 | 9.7086 | no | yes ¦ 1 | A2A [100%]
Italy | IT-58-1 | IT-58 | Cassino power station | CC1 & CC2 | fossil gas |  | operating | no | 100 | 1997 | not planned | CCGT | chp | no | Piedimonte San Germano | 41.4764 | 13.7531 | no |  | Shell [100%]
Italy | IT-60-1 | IT-60 | Ponti sul Mincio power station | 1 | fossil gas |  | operating | no | 380 | 1983 | not planned | CCGT | conventional | no | Ponti sul Mincio | 45.3993 | 10.7142 | no |  | A2A [100%]
Italy | IT-61-1 | IT-61 | Porto Corsini power station | 3 | fossil gas |  | operating | yes | 381 | 2002 | 2040 | CCGT | conventional | no | Porto Corsini | 44.4836 | 12.2652 | no | yes ¦ 2 | Enel [100%]
Italy | IT-61-2 | IT-61 | Porto Corsini power station | 4 | fossil gas |  | operating | yes | 402 | 2002 | 2040 | CCGT | conventional | no | Porto Corsini | 44.4836 | 12.2652 | no | yes ¦ 2 | Enel [100%]
Italy | IT-62-1 | IT-62 | Porto Empedocle power station | 1 | fossil gas |  | operating | yes | 78 | 2015 | 2040 | OCGT | conventional | no | Porto Empedocle | 37.2876 | 13.5212 | no |  | Enel [100%]
Italy | IT-64-1 | IT-64 | Fiume Santo power station | 1 | fossil gas |  | pre-construction | no | 560 | unknown | not planned | CCGT | conventional | yes | Porto Torres | 40.8461 | 8.3068 | no |  | EP Group [100%]
Italy | IT-65-1 | IT-65 | Porto Viro power station | 1 | fossil gas |  | operating | no | 125 | 1995 | not planned | CCGT | chp | no | Porto Viro | 45.0178 | 12.2408 | no |  | EDF [100%]
Italy | IT-66-1 | IT-66 | Presenzano Edison power station | 1 | fossil gas |  | operating | no | 770 | 2023 | not planned | CCGT | not found | no | Presenzano | 41.3766 | 14.0764 | no | yes ¦ 2 | EDF [100%]
Italy | IT-67-1 | IT-67 | ISAB Energy power station | 2 | fossil gas |  | operating | no | 256 | 1999 | not planned | CCGT | conventional | no | Priolo Gargallo | 37.1266 | 15.2175 | yes |  | LUKOIL [100%]
Italy | IT-67-2 | IT-67 | ISAB Energy power station | 3 | fossil gas |  | operating | no | 256 | 1999 | not planned | CCGT | conventional | no | Priolo Gargallo | 37.1266 | 15.2175 | yes |  | LUKOIL [100%]
Italy | IT-68-1 | IT-68 | Priolo Gargallo thermoelectric power station | 1 | fossil gas |  | operating | no | 480 | 2010 | not planned | CCGT | chp | no | Priolo Gargallo | 37.1795 | 15.1963 | no | yes ¦ 2 | Achernar Assets [100%]
Italy | IT-69-1 | IT-69 | NuCe Sud power station | 1 | fossil gas |  | operating | no | 99 | 2005 | not planned | CCGT | chp | no | Priolo Gargallo | 37.1245 | 15.2091 | no |  | ERG [100%]
Italy | IT-70-1 | IT-70 | Priolo Gargallo power station | 1 | fossil gas |  | operating | yes | 395 | 2010 | 2040 | ISCC | chp | no | Priolo Gargallo | 37.14 | 15.2159 | no |  | Enel [100%]
Italy | IT-70-2 | IT-70 | Priolo Gargallo power station | 2 | fossil gas |  | operating | yes | 395 | 2010 | 2040 | ISCC | chp | no | Priolo Gargallo | 37.14 | 15.2159 | no |  | Enel [100%]
Italy | IT-71-1 | IT-71 | Ravenna power station | 1 | fossil gas |  | operating | no | 231 | 2003 | not planned | CCGT | chp | no | Ravenna | 44.4438 | 12.2362 | yes |  | Eni [100%]
Italy | IT-71-2 | IT-71 | Ravenna power station | 2 | fossil gas |  | operating | no | 393 | 2003 | not planned | CCGT | chp | no | Ravenna | 44.4438 | 12.2362 | yes |  | Eni [100%]
Italy | IT-71-3 | IT-71 | Ravenna power station | GT1 | fossil gas |  | pre-construction | no | 65 | unknown | not planned | OCGT | conventional | no | Ravenna | 44.4438 | 12.2362 | no | yes ¦ 1 | Eni [100%]
Italy | IT-71-4 | IT-71 | Ravenna power station | GT2 | fossil gas |  | pre-construction | no | 65 | unknown | not planned | OCGT | conventional | no | Ravenna | 44.4438 | 12.2362 | no | yes ¦ 1 | Eni [100%]
Italy | IT-71-5 | IT-71 | Ravenna power station | 2 | fossil gas |  | pre-construction | no | 840 | unknown | not planned | CCGT | chp | no | Ravenna | 44.4438 | 12.2362 | yes |  | Eni [100%]
Italy | IT-72-1 | IT-72 | Reggio Emilia New Energy Pole power station | CC | fossil gas |  | operating | no | 63 | 2005 | not planned | CCGT | chp | no | Reggio Emilia | 44.7017 | 10.5682 | no |  | Iren [100%]
Italy | IT-72-2 | IT-72 | Reggio Emilia New Energy Pole power station | 2 | fossil gas |  | operating | no | 19 | 2010 | not planned | OCGT | chp | no | Reggio Emilia | 44.7017 | 10.5682 | no |  | Iren [100%]
Italy | IT-73-1 | IT-73 | Alto Garda power station | 1 | fossil gas |  | mothballed | no | 54 | 2008 | not planned | CCGT | chp | no | Riva del Garda | 45.8869 | 10.8533 | yes |  | Lecta [100%]
Italy | IT-75-1 | IT-75 | Rizziconi power station | 1 | fossil gas |  | operating | no | 384 | 2008 | not planned | CCGT | conventional | no | Rizziconi | 38.4453 | 15.99 | no |  | Axpo [100%]
Italy | IT-75-2 | IT-75 | Rizziconi power station | 2 | fossil gas |  | operating | no | 384 | 2008 | not planned | CCGT | conventional | no | Rizziconi | 38.4453 | 15.99 | no |  | Axpo [100%]
Italy | IT-76-1 | IT-76 | Rosen power station | GT1 | fossil gas |  | operating | no | 180 | 2018 | not planned | CCGT | chp | no | Rosignano Solvay | 43.3813 | 10.4485 | yes |  | Finnmeccanica [33%] ; Marubeni [33%] ; Solvay [33%]
Italy | IT-76-2 | IT-76 | Rosen power station | GT2 | fossil gas |  | operating | no | 150 | 1997 | not planned | CCGT | chp | no | Rosignano Solvay | 43.3813 | 10.4485 | yes |  | Finnmeccanica [33%] ; Marubeni [33%] ; Solvay [33%]
Italy | IT-77-1 | IT-77 | Rossano power station | 1 | fossil gas |  | operating | yes | 112 | 1995 | 2040 | OCGT | conventional | no | Rossano | 39.6218 | 16.6084 | no |  | Enel [100%]
Italy | IT-77-2 | IT-77 | Rossano power station | 3 | fossil gas |  | operating | yes | 112 | 1996 | 2040 | OCGT | conventional | no | Rossano | 39.6218 | 16.6084 | no |  | Enel [100%]
Italy | IT-78-1 | IT-78 | Bolgiano power station | 1 | fossil gas |  | operating | no | 61 | 2015 | not planned | OCGT | chp | no | San Donato Milanese | 45.4163 | 9.2833 | no |  | Eni [100%]
Italy | IT-79-1 | IT-79 | San Filippo del Mela power station | IC1-6 | fossil gas |  | pre-construction | no | 111 | unknown | not planned | ICCC | conventional | no | San Filippo del Mela | 38.2022 | 15.2832 | no |  | A2A [100%]
Italy | IT-80-1 | IT-80 | Duino Mill power station | 1 | fossil gas |  | operating | no | 120 | 2009 | not planned | CCGT | chp | no | San Giovanni di Duino | 45.793 | 13.583 | yes |  | Burgo Group [100%]
Italy | IT-81-1 | IT-81 | San Severo Enplus power station | 1 | fossil gas |  | operating | no | 421 | 2011 | not planned | CCGT | chp | no | San Severo | 41.6262 | 15.4226 | no |  | Eviva [100%]
Italy | IT-83-1 | IT-83 | Scandale power station | 1 | fossil gas |  | operating | no | 407 | 2010 | not planned | CCGT | conventional | no | Scandale | 39.1022 | 17.0325 | no |  | EP Group [100%]
Italy | IT-83-2 | IT-83 | Scandale power station | 2 | fossil gas |  | operating | no | 407 | 2010 | not planned | CCGT | conventional | no | Scandale | 39.1022 | 17.0325 | no |  | EP Group [100%]
Italy | IT-84-1 | IT-84 | Sermide power station | 3 | fossil gas |  | operating | no | 385 | 2004 | not planned | CCGT | conventional | no | Sermide | 45.0265 | 11.2522 | no | yes ¦ 1 | A2A [100%]
Italy | IT-84-2 | IT-84 | Sermide power station | 4 | fossil gas |  | operating | no | 773 | 2004 | not planned | CCGT | conventional | no | Sermide | 45.0265 | 11.2522 | no |  | A2A [100%]
Italy | IT-85-1 | IT-85 | Sesto San Giovanni power station | 1 | fossil gas |  | operating | no | 55 | 1994 | not planned | CCGT | conventional | no | Sesto San Giovanni | 45.5417 | 9.2539 | no |  | EDF [100%]
Italy | IT-85-2 | IT-85 | Sesto San Giovanni power station | 2 | fossil gas |  | operating | no | 56 | 2004 | not planned | CCGT | conventional | no | Sesto San Giovanni | 45.5417 | 9.2539 | no |  | EDF [100%]
Italy | IT-87-1 | IT-87 | Simeri Crichi power station | 1 | fossil gas |  | operating | no | 885 | 2008 | not planned | CCGT | conventional | no | Simeri Crichi | 38.8759 | 16.6569 | no |  | EDF [100%]
Italy | IT-88-1 | IT-88 | Sora power station | 1 | fossil gas |  | operating | no | 42 | 2008 | not planned | CCGT | chp | no | Sora | 41.7 | 13.5837 | yes |  | Burgo Group [100%]
Italy | IT-89-1 | IT-89 | Sparanise power station | 1 | fossil gas |  | operating | no | 380 | 2007 | not planned | CCGT | conventional | no | Sparanise | 41.1783 | 14.1129 | no |  | Axpo [100%]
Italy | IT-89-2 | IT-89 | Sparanise power station | 2 | fossil gas |  | operating | no | 380 | 2007 | not planned | CCGT | conventional | no | Sparanise | 41.1783 | 14.1129 | no |  | Axpo [100%]
Italy | IT-89-3 | IT-89 | Sparanise power station | CC1 | fossil gas |  | shelved | no | 620 | unknown | not planned | OCGT | conventional | no | Sparanise | 41.1783 | 14.1129 | no |  | Axpo [100%]
Italy | IT-89-4 | IT-89 | Sparanise power station | CC2 | fossil gas |  | shelved | no | 320 | unknown | not planned | ST | conventional | no | Sparanise | 41.1783 | 14.1129 | no |  | Axpo [100%]
Italy | IT-90-1 | IT-90 | Spinetta Marengo power station | 1 | fossil gas |  | operating | no | 29 | 1994 | not planned | CCGT | chp | no | Spinetta Marengo | 44.8861 | 8.6582 | yes |  | Solvay [33%] ; not found [67%]
Italy | IT-91-1 | IT-91 | Livorno power station | 6 | fossil gas |  | operating | no | 54 | 1991 | not planned | CCGT | chp | no | Stagno | 43.584 | 10.3381 | no |  | Eni [100%]
Italy | IT-91-2 | IT-91 | Livorno power station | 7 | fossil gas |  | operating | no | 149 | 2004 | not planned | CCGT | chp | no | Stagno | 43.584 | 10.3381 | no |  | Eni [100%]
Italy | IT-92-1 | IT-92 | Serene Sulmona power station | 1 | fossil gas |  | operating | no | 48 | 1998 | not planned | CCGT | conventional | no | Sulmona | 42.0772 | 13.9019 | no |  | Shell [100%]
Italy | IT-93-1 | IT-93 | Taranto power station | TG5 | fossil gas |  | operating | no | 49 | unknown | not planned | CCGT | chp | no | Taranto | 40.4993 | 17.1971 | no |  | Eni [100%]
Italy | IT-93-2 | IT-93 | Taranto power station | TG6 | fossil gas |  | pre-construction | no | 54 | unknown | not planned | CCGT | chp | no | Taranto | 40.4993 | 17.1971 | no |  | Eni [100%]
Italy | IT-94-1 | IT-94 | Tavazzano power station | 5 | fossil gas |  | operating | no | 790 | 2005 | not planned | CCGT | conventional | no | Tavazzano | 45.3325 | 9.4364 | no |  | EP Group [100%]
Italy | IT-94-2 | IT-94 | Tavazzano power station | 6 | fossil gas |  | operating | no | 380 | 2005 | not planned | CCGT | conventional | no | Tavazzano | 45.3325 | 9.4364 | no |  | EP Group [100%]
Italy | IT-94-3 | IT-94 | Tavazzano power station | CCGT8 | fossil gas |  | operating | no | 560 | 2025 | not planned | CCGT | conventional | no | Tavazzano | 45.3325 | 9.4364 | no | yes ¦ 1 | EP Group [100%]
Italy | IT-94-4 | IT-94 | Tavazzano power station | CCST8 | fossil gas |  | operating | no | 240 | 2025 | not planned | ST | conventional | no | Tavazzano | 45.3325 | 9.4364 | no | yes ¦ 1 | EP Group [100%]
Italy | IT-95-3 | IT-95 | Termini Imerese power station | Ti41 | fossil gas |  | retired | already retired | 320 | unknown | 2024 | CCGT | conventional | no | Termini Imerese | 37.968 | 13.7508 | no | yes ¦ 1 | Enel [100%]
Italy | IT-95-4 | IT-95 | Termini Imerese power station | Ti53 | fossil gas |  | operating | yes | 153 | 2023 | 2040 | OCGT | conventional | no | Termini Imerese | 37.968 | 13.7508 | no | yes ¦ 1 | Enel [100%]
Italy | IT-95-5 | IT-95 | Termini Imerese power station | Ti42 | fossil gas |  | operating | yes | 153 | 2023 | 2040 | OCGT | conventional | no | Termini Imerese | 37.968 | 13.7508 | no | yes ¦ 1 | Enel [100%]
Italy | IT-95-6 | IT-95 | Termini Imerese power station | Ti6 | fossil gas |  | operating | yes | 778 | 2004 | 2040 | CCGT | conventional | no | Termini Imerese | 37.968 | 13.7508 | no |  | Enel [100%]
Italy | IT-97-1 | IT-97 | Termoli power station | 1 | fossil gas |  | operating | no | 770 | 2006 | not planned | CCGT | conventional | no | Termoli | 41.9369 | 15.0004 | no |  | F2i [100%]
Italy | IT-98-1 | IT-98 | Terni power station | 1 | fossil gas |  | operating | no | 95 | 2000 | not planned | CCGT | conventional | no | Terni | 42.554 | 12.6176 | no |  | EDF [100%]
Italy | IT-100-1 | IT-100 | Teverola power station | 1 | fossil gas |  | operating | no | 404 | 1997 | not planned | CCGT | chp | no | Teverola | 41.0091 | 14.2286 | no |  | Repower [100%]
Italy | IT-101-1 | IT-101 | Torino Mirafiori power station | CC | fossil gas |  | operating | no | 207 | 1990 | not planned | CCGT | chp | no | Torino | 45.0267 | 7.6308 | no |  | EDF [100%]
Italy | IT-102-1 | IT-102 | Torino Nord power station | 1 | fossil gas |  | operating | no | 390 | 2011 | not planned | CCGT | chp | no | Torino | 45.1038 | 7.6131 | no |  | Iren [100%]
Italy | IT-103-1 | IT-103 | Torviscosa power station | 1 | fossil gas |  | operating | no | 760 | 2006 | not planned | CCGT | conventional | no | Torviscosa | 45.817 | 13.2891 | no | yes ¦ 1 | EDF [100%]
Italy | IT-104-1 | IT-104 | Trapani power station | 1 | fossil gas |  | operating | no | 108 | 1987 | not planned | OCGT | conventional | no | Trapani | 37.8767 | 12.5892 | no |  | EP Group [100%]
Italy | IT-104-2 | IT-104 | Trapani power station | 2 | fossil gas |  | operating | no | 108 | 1988 | not planned | OCGT | conventional | no | Trapani | 37.8767 | 12.5892 | no |  | EP Group [100%]
Italy | IT-105-1 | IT-105 | Servola power station | 2 | fossil gas |  | shelved | no | 120 | unknown | not planned | CCGT | chp | no | Trieste | 45.6195 | 13.7829 | yes | yes ¦ 1 | Finarvedi Spa [100%]
Italy | IT-106-1 | IT-106 | Leri Cavour Trino power station | 1 | fossil gas |  | shelved | yes | 870 | unknown | 2040 | CCGT | conventional | no | Trino | 45.1943 | 8.2973 | no |  | Enel [100%]
Italy | IT-107-1 | IT-107 | Bertonico - Turano Lodigliano power station | 1 | fossil gas |  | operating | no | 800 | 2011 | not planned | CCGT | conventional | no | Turano Lodigiano | 45.2268 | 9.6377 | no |  | F2i [100%]
Italy | IT-108-1 | IT-108 | Bertonico Peaker power station | P1 | fossil gas |  | shelved | no | 110 | unknown | not planned | OCGT | not found | no | Turano Lodigiano | 45.2283 | 9.6398 | no | yes ¦ 1 | F2i [100%]
Italy | IT-108-2 | IT-108 | Bertonico Peaker power station | P2 | fossil gas |  | shelved | no | 110 | unknown | not planned | OCGT | not found | no | Turano Lodigiano | 45.2283 | 9.6398 | no | yes ¦ 1 | F2i [100%]
Italy | IT-108-3 | IT-108 | Bertonico Peaker power station | P3 | fossil gas |  | shelved | no | 110 | unknown | not planned | OCGT | not found | no | Turano Lodigiano | 45.2283 | 9.6398 | no | yes ¦ 1 | F2i [100%]
Italy | IT-109-1 | IT-109 | Turbigo power station | 4 | fossil gas |  | operating | no | 855 | 2007 | not planned | CCGT | conventional | no | Turbigo | 45.5205 | 8.7413 | no | yes ¦ 1 | Iren [100%]
Italy | IT-109-2 | IT-109 | Turbigo power station | 5 | fossil gas |  | operating | no | 430 | 2022 | not planned | CCGT | conventional | no | Turbigo | 45.5205 | 8.7413 | no |  | Iren [100%]
Italy | IT-110-1 | IT-110 | Vado Ligure power station | VL5 | fossil gas |  | operating | no | 782 | 2007 | not planned | CCGT | conventional | yes | Vado Ligure | 44.2755 | 8.4305 | no |  | Engie [50%]
Italy | IT-110-2 | IT-110 | Vado Ligure power station | VL7 | fossil gas |  | cancelled | not relevant | 900 | not relevant | not relevant | CCGT | conventional | no | Vado Ligure | 44.2755 | 8.4305 | no |  | Engie [50%]
Italy | IT-112-1 | IT-112 | Marghera Azotati power station | 1 | fossil gas |  | operating | no | 237 | 1993 | not planned | CCGT | chp | no | Venice | 45.4511 | 12.2239 | yes |  | EDF [100%]
Italy | IT-113-1 | IT-113 | Marghera Levante power station | 1 | fossil gas |  | operating | no | 780 | 2023 | not planned | CCGT | not found | no | Venice | 45.4458 | 12.2552 | no | yes ¦ 1 | EDF [100%]
Italy | IT-113-2 | IT-113 | Marghera Levante power station | 3 & 4 | fossil gas |  | operating | no | 766 | 2001 | not planned | CCGT | conventional | no | Venice | 45.4458 | 12.2552 | no |  | EDF [100%]
Italy | IT-114-1 | IT-114 | Vercelli power station | 1 | fossil gas |  | operating | no | 40 | 2004 | not planned | OCGT | chp | no | Vercelli | 45.297 | 8.41 | no | yes ¦ 1 | EOSs [100%]
Italy | IT-115-1 | IT-115 | Verzuolo power station | 1 | fossil gas |  | operating | no | 140 | 2002 | not planned | CCGT | chp | no | Verzuolo | 44.5947 | 7.4858 | no |  | Smurfit Kappa Group [100%]
Italy | IT-116-1 | IT-116 | Tolmezzo power station | 1 | fossil gas |  | operating | no | 20 | 2022 | not planned | ST | chp | no | Villa Santina | 46.407 | 12.9386 | yes |  | Burgo Group [100%]
Italy | IT-117-1 | IT-117 | Voghera power station | 1 | fossil gas |  | operating | no | 404 | 2005 | not planned | CCGT | conventional | no | Voghera | 45.0296 | 8.9723 | no | yes ¦ 1 | Engie [80%]
Italy | IT-118-1 | IT-118 | Jesi power station | 1 | fossil gas |  | operating | no | 145 | 2002 | not planned | CCGT | chp | no | Zona Barchette | 43.5537 | 13.285 | no |  | EDF [100%]
Italy | IT-119-1 | IT-119 | San Quirico power station | 1 | fossil gas |  | mothballed | no | 137 | 1996 | not planned | CCGT | conventional | no | Trecasali | 44.9247 | 10.303 | no |  | EDF [100%]
Italy | IT-119-2 | IT-119 | San Quirico power station | GT1 | fossil gas |  | announced | no | 590 | 2024 | not planned | OCGT | conventional | no | Trecasali | 44.9247 | 10.303 | no |  | EDF [100%]
Italy | IT-119-3 | IT-119 | San Quirico power station | ST1 | fossil gas |  | announced | no | 280 | 2024 | not planned | ST | conventional | no | Trecasali | 44.9247 | 10.303 | no |  | EDF [100%]
Italy | IT-122-1 | IT-122 | Cassino CHP power station | IC | fossil gas |  | operating | no | 33 | 2022 | not planned | ICCC | chp | no | Cassino | 41.4902 | 13.8335 | no | yes ¦ 1 | IKAV [100%]
Italy | IT-123-1 | IT-123 | Castellanza CHP power station | IC | fossil gas |  | operating | no | 65 | 2022 | not planned | ICCC | chp | no | Castellanza | 45.6049 | 8.8926 | no | yes ¦ 1 | IKAV [100%]
Italy | IT-124-1 | IT-124 | Fiumicio Airport power station | 1-3 | fossil gas |  | operating | no | 28 | 2013 | not planned | ICCC | chp | no | Fiumicino | 41.7995 | 12.2625 | no |  | Fiumicino Energia [100%]
Italy | IT-125-1 | IT-125 | Gorizia CHP power station | IC | fossil gas |  | operating | no | 65 | 2022 | not planned | ICCC | chp | no | Gorizia | 45.9402 | 13.6197 | no | yes ¦ 1 | IKAV [100%]
Italy | IT-126-1 | IT-126 | Melfi CHP power station | IC | fossil gas |  | operating | no | 81 | 2022 | not planned | ICCC | chp | no | San Nicola di Melfi | 41.0779 | 15.6857 | no | yes ¦ 1 | IKAV [100%]
Italy | IT-128-1 | IT-128 | Piombino CHP power station | IC | fossil gas |  | operating | no | 49 | 2022 | not planned | ICCC | chp | no | Piombino | 42.9293 | 10.531 | no | yes ¦ 1 | IKAV [100%]
Italy | IT-128-2 | IT-128 | Piombino CHP power station | IC-2 | fossil gas |  | construction | no | 16 | 2024 | not planned | ICCC | chp | no | Piombino | 42.9293 | 10.531 | no | yes ¦ 1 | IKAV [100%]
Italy | IT-129-1 | IT-129 | Ravenna CHP power station | IC 1-3 | fossil gas |  | shelved | no | 35 | unknown | not planned | ICCC | chp | no | Marcegaglia | 44.4662 | 12.2462 | yes |  | Marcegaglia Group [100%]
Italy | IT-130-1 | IT-130 | Sannazzaro Refinery power station | 1 | fossil gas |  | operating | no | 260 | 2006 | not planned | CCGT | chp | no | Sannazzaro de' Burgondi | 45.1015 | 8.8777 | yes |  | Eni [100%]
Italy | IT-131-1 | IT-131 | Sulmona CHP power station | IC | fossil gas |  | operating | no | 42 | 2022 | not planned | ICCC | chp | no | Sulmona | 42.0475 | 13.9268 | no | yes ¦ 1 | IKAV [100%]
Italy | IT-132-1 | IT-132 | Valbasento power station | IC1&2 | fossil gas |  | operating | no | 65 | 1999 | not planned | ICCC | chp | no | Pisticci Scalo | 40.4245 | 16.5573 | yes |  | Tecnoparco Valbasento [100%]
Italy | IT-133-1 | IT-133 | Roselectra power station | 1 | fossil gas |  | operating | no | 406 | 2007 | not planned | CCGT | chp | no | Rosignano Solvay | 43.3813 | 10.4485 | no | yes ¦ 1 | Engie [100%]
Italy | IT-134-1 | IT-134 | Termoli CHP power station | IC | fossil gas |  | operating | no | 72 | 2023 | not planned | ICCC | chp | no | Termoli | 41.9369 | 15.0004 | no | yes ¦ 1 | IKAV [100%]
Latvia | LV-1-1 | LV-1 | Imanta power station | 1 | fossil gas |  | operating | no | 48 | 2006 | not planned | CCGT | chp | no | Riga | 56.9627 | 24.0356 | no |  | Riga City Council [100%]
Latvia | LV-2-1 | LV-2 | Riga CHPP-1 power station | 1 | fossil gas |  | operating | no | 158 | 2005 | not planned | CCGT | chp | no | Riga | 56.9904 | 24.1788 | no |  | Latvenergo [100%]
Latvia | LV-3-1 | LV-3 | Riga CHPP-2 power station | 1 | fossil gas |  | operating | no | 441 | 2009 | not planned | CCGT | chp | no | Salaspils | 56.918 | 24.2766 | no |  | Latvenergo [100%]
Latvia | LV-3-2 | LV-3 | Riga CHPP-2 power station | 2 | fossil gas |  | operating | no | 440 | 2013 | not planned | CCGT | chp | no | Salaspils | 56.918 | 24.2766 | no |  | Latvenergo [100%]
Lithuania | LT-1-1 | LT-1 | Elektrėnai complex | TG-7 | fossil gas |  | operating | no | 300 | 1968 | not planned | OCGT | chp | no | Elektrenai | 54.7701 | 24.6474 | no |  | Ignitis [100%]
Lithuania | LT-1-2 | LT-1 | Elektrėnai complex | TG-8 | fossil gas |  | operating | no | 300 | 1971 | not planned | OCGT | chp | no | Elektrenai | 54.7701 | 24.6474 | no |  | Ignitis [100%]
Lithuania | LT-1-3 | LT-1 | Elektrėnai complex | TG-9 | fossil gas |  | operating | no | 445 | 2012 | not planned | CCGT | chp | no | Elektrenai | 54.7701 | 24.6474 | no |  | Ignitis [100%]
Lithuania | LT-2-1 | LT-2 | Achema power station | 1 | fossil gas |  | operating | no | 21 | 2003 | not planned | OCGT | chp | no | Jonavos | 55.0837 | 24.3338 | yes |  | Achemos Grupe [100%]
Lithuania | LT-2-2 | LT-2 | Achema power station | 2 | fossil gas |  | operating | no | 47 | 2011 | not planned | OCGT | chp | no | Jonavos | 55.0837 | 24.3338 | yes |  | Achemos Grupe [100%]
Lithuania | LT-3-1 | LT-3 | Kaunus power station | 1 | fossil gas |  | mothballed | no | 110 | 1976 | not planned | OCGT | chp | no | Kaunas | 54.9206 | 24.0169 | no |  | Kauno Termofikacijos Elektrine [100%]
Lithuania | LT-3-2 | LT-3 | Kaunus power station | 2 | fossil gas |  | shelved | no | 150 | unknown | not planned | CCGT | chp | no | Kaunas | 54.9206 | 24.0169 | no |  | Kauno Termofikacijos Elektrine [100%]
Lithuania | LT-4-1 | LT-4 | Panevėžys power station | 1 | fossil gas |  | operating | no | 38 | 2008 | not planned | CCGT | chp | no | Panevezys | 55.7468 | 24.3832 | no |  | Panevėžio energija [100%]
Malta | MT-1-1 | MT-1 | Delimara power station | 3 | fossil gas |  | operating | no | 153 | 2017 | not planned | CCGT | conventional | no | Marsaxlokk Bay | 35.8309 | 14.5546 | no |  | Enemalta [100%]
Malta | MT-1-2 | MT-1 | Delimara power station | 4 | fossil gas |  | operating | no | 205 | 2017 | not planned | CCGT | conventional | no | Marsaxlokk Bay | 35.8309 | 14.5546 | no |  | Enemalta [100%]
Moldova | MD-1-1 | MD-1 | Chisinau Thermoelectric Source 1 | 1 | fossil gas | heavy fuel oil | operating | no | 98 | 1976 | not planned | ST | chp | no | Chișinău | 47.0298 | 28.8937 | no |  | Termoelectrica [100%]
Moldova | MD-1-2 | MD-1 | Chisinau Thermoelectric Source 1 | 2 | fossil gas | heavy fuel oil | operating | no | 80 | 1978 | not planned | ST | chp | no | Chișinău | 47.0298 | 28.8937 | no |  | Termoelectrica [100%]
Moldova | MD-1-3 | MD-1 | Chisinau Thermoelectric Source 1 | 3 | fossil gas | heavy fuel oil | operating | no | 80 | 1980 | not planned | ST | chp | no | Chișinău | 47.0298 | 28.8937 | no |  | Termoelectrica [100%]
Moldova | MD-1-4 | MD-1 | Chisinau Thermoelectric Source 1 | CCGT | fossil gas |  | pre-construction | no | 250 | 2030 | not planned | CCGT | chp | no | Chișinău | 47.0298 | 28.8937 | no |  | Termoelectrica [100%]
Moldova | MD-2-1 | MD-2 | TPP Moldavskaya GRES | U10 | fossil gas |  | operating | no | 210 | 1974 | not planned | CCGT | conventional | no | Dnestrovsc | 46.629 | 29.9397 | no |  | Inter RAO [100%]
Moldova | MD-2-2 | MD-2 | TPP Moldavskaya GRES | U11 | fossil gas |  | operating | no | 250 | 1980 | not planned | CCGT | conventional | no | Dnestrovsc | 46.629 | 29.9397 | no |  | Inter RAO [100%]
Moldova | MD-2-3 | MD-2 | TPP Moldavskaya GRES | U12 | fossil gas |  | operating | no | 250 | 1982 | not planned | CCGT | conventional | no | Dnestrovsc | 46.629 | 29.9397 | no |  | Inter RAO [100%]
Moldova | MD-2-4 | MD-2 | TPP Moldavskaya GRES | U7 | fossil gas |  | operating | no | 200 | 1973 | not planned | CCGT | conventional | no | Dnestrovsc | 46.629 | 29.9397 | no |  | Inter RAO [100%]
Moldova | MD-2-5 | MD-2 | TPP Moldavskaya GRES | U8 | fossil gas |  | operating | no | 200 | 1973 | not planned | CCGT | conventional | no | Dnestrovsc | 46.629 | 29.9397 | no |  | Inter RAO [100%]
Moldova | MD-2-6 | MD-2 | TPP Moldavskaya GRES | U9 | fossil gas |  | operating | no | 210 | 1973 | not planned | CCGT | conventional | no | Dnestrovsc | 46.629 | 29.9397 | no |  | Inter RAO [100%]
Moldova | MD-3-1 | MD-3 | Chisinau Thermoelectric Source 2 | CHP-1 | fossil gas | heavy fuel oil | operating | no | 12 | 1969 | not planned | ST | chp | no | Chișinău | 47.0276 | 28.8664 | no |  | Termoelectrica [100%]
Moldova | MD-3-2 | MD-3 | Chisinau Thermoelectric Source 2 | CHP-3 | fossil gas |  | pre-construction | no | 28 | 2028 | not planned | ICCC | chp | no | Chișinău | 47.0276 | 28.8664 | no |  | Termoelectrica [100%]
Moldova | MD-4-1 | MD-4 | Chisinau Thermoelectric HOB West | IC | fossil gas |  | pre-construction | no | 28 | 2028 | not planned | ICCC | chp | no | Chișinău | 47.042 | 28.8058 | no |  | Termoelectrica [100%]
Montenegro | ME-1-1 | ME-1 | Bar gas power station | 1 | fossil gas |  | shelved | no | 440 | 2025 | not planned | CCGT | not found | no | Bar | 42.0908 | 19.0974 | no |  | Elektroprivreda Crne Gore [100%]
Montenegro | ME-2-1 | ME-2 | Pljevlja gas power station | 1 | fossil gas |  | shelved | no | 200 | unknown | not planned | CCGT | conventional | yes | Pljevlja | 43.356 | 19.3502 | no |  | Elektroprivreda Crne Gore [100%]
Montenegro | ME-3-1 | ME-3 | Podgorica power station | 1 | fossil gas |  | shelved | no | 150 | unknown | not planned | CCGT | conventional | no | Podgorica | 42.4372 | 19.2648 | yes |  | Elektroprivreda Crne Gore [100%]
Netherlands | NL-1-1 | NL-1 | Nobian Hengelo power station | 1 | fossil gas |  | operating | no | 50 | 1993 | not planned | OCGT | chp | no | Hengelo | 51.7095 | 4.8428 | yes |  | Nouryon [100%]
Netherlands | NL-1-2 | NL-1 | Nobian Hengelo power station | 2 | fossil gas |  | operating | no | 50 | 1994 | not planned | OCGT | chp | no | Hengelo | 51.7095 | 4.8428 | yes |  | Nouryon [100%]
Netherlands | NL-3-1 | NL-3 | Bergen op Zoom GE power station | 1 | fossil gas |  | operating | no | 37 | 1984 | not planned | OCGT | chp | no | Bergen Op Zoom | 51.495 | 4.2917 | yes |  | Aramco [100%]
Netherlands | NL-3-2 | NL-3 | Bergen op Zoom GE power station | 2 | fossil gas |  | operating | no | 40 | unknown | not planned | OCGT | chp | no | Bergen Op Zoom | 51.495 | 4.2917 | yes |  | Aramco [100%]
Netherlands | NL-5-3 | NL-5 | Bergum power station | 10GT | fossil gas |  | operating | no | 73 | 2019 | not planned | OCGT | not found | no | Bergum | 53.2097 | 6.0296 | no |  | Engie [100%]
Netherlands | NL-5-4 | NL-5 | Bergum power station | 20GT | fossil gas |  | operating | no | 73 | 2019 | not planned | OCGT | not found | no | Bergum | 53.2097 | 6.0296 | no |  | Engie [100%]
Netherlands | NL-6-1 | NL-6 | Berkelcentrale power station | CC1 | fossil gas |  | operating | no | 72 | 1995 | not planned | CCGT | chp | no | Borculo | 52.1207 | 6.5374 | no |  | Berkelcentrale Beheer [100%]
Netherlands | NL-7-1 | NL-7 | Botlek power station | 1 | fossil gas |  | operating | no | 45 | 1994 | not planned | CCGT | chp | no | Rotterdam | 51.8852 | 4.2545 | yes |  | Air Liquide [100%]
Netherlands | NL-8-1 | NL-8 | Botlek Refinery power station | GT 3 | fossil gas |  | operating | no | 49 | 1991 | not planned | CCGT | chp | no | Rotterdam-Botlek | 51.8741 | 4.2957 | yes |  | Air Liquide [100%]
Netherlands | NL-9-1 | NL-9 | Claus power station | CC | fossil gas |  | operating | no | 1304 | 2012 | not planned | CCGT | conventional | no | Maasbracht | 51.1541 | 5.9095 | no |  | RWE [100%]
Netherlands | NL-10-1 | NL-10 | Delesto power station | 1 | fossil gas |  | operating | no | 180 | 1987 | not planned | OCGT | not found | no | Delfzijl | 53.3185 | 6.9544 | no |  | Akzo Nobel [100%]
Netherlands | NL-10-2 | NL-10 | Delesto power station | 2 | fossil gas |  | operating | no | 343 | 1999 | not planned | CCGT | chp | no | Delfzijl | 53.3185 | 6.9544 | no |  | Akzo Nobel [100%]
Netherlands | NL-11-1 | NL-11 | Den Haag power station | 1 | fossil gas |  | operating | no | 107 | 1982 | not planned | CCGT | chp | no | Den Haag | 52.0766 | 4.2907 | no |  | Uniper [100%]
Netherlands | NL-12-1 | NL-12 | Diemen power station | 33 | fossil gas |  | operating | no | 249 | 1995 | not planned | CCGT | chp | no | Diemen | 52.3389 | 5.0213 | no |  | Vattenfall [100%]
Netherlands | NL-12-2 | NL-12 | Diemen power station | 34 | fossil gas |  | operating | no | 435 | 2013 | not planned | CCGT | chp | no | Diemen | 52.3389 | 5.0213 | no |  | Vattenfall [100%]
Netherlands | NL-13-1 | NL-13 | Dordrecht Dupont power station | GT 2 | fossil gas |  | operating | no | 29 | 1998 | not planned | OCGT | chp | no | Dordrecht | 51.8153 | 4.7249 | yes |  | Dupont Co [100%]
Netherlands | NL-14-1 | NL-14 | Ede power station | 1 | fossil gas |  | operating | no | 50 | 1992 | not planned | CCGT | chp | no | Ede | 52.0233 | 5.6599 | no |  | Akzo Nobel [100%]
Netherlands | NL-15-1 | NL-15 | EEMS power station | EC20 | fossil gas |  | operating | no | 126 | 1987 | not planned | OCGT | not found | no | Eemshaven | 53.4417 | 6.856 | no |  | Engie [100%]
Netherlands | NL-15-2 | NL-15 | EEMS power station | EC3 | fossil gas |  | operating | no | 360 | 1995 | not planned | CCGT | not found | no | Eemshaven | 53.4417 | 6.856 | no |  | Engie [100%]
Netherlands | NL-15-3 | NL-15 | EEMS power station | EC4 | fossil gas |  | operating | no | 360 | 1995 | not planned | CCGT | not found | no | Eemshaven | 53.4417 | 6.856 | no |  | Engie [100%]
Netherlands | NL-15-4 | NL-15 | EEMS power station | EC5 | fossil gas |  | operating | no | 360 | 1995 | not planned | CCGT | not found | no | Eemshaven | 53.4417 | 6.856 | no |  | Engie [100%]
Netherlands | NL-15-5 | NL-15 | EEMS power station | EC6 | fossil gas |  | operating | no | 360 | 1996 | not planned | CCGT | not found | no | Eemshaven | 53.4417 | 6.856 | no |  | Engie [100%]
Netherlands | NL-15-6 | NL-15 | EEMS power station | EC7 | fossil gas |  | operating | no | 360 | 1996 | not planned | CCGT | not found | no | Eemshaven | 53.4417 | 6.856 | no |  | Engie [100%]
Netherlands | NL-16-1 | NL-16 | Elsta power station | 1 | fossil gas |  | operating | no | 460 | 1998 | not planned | CCGT | chp | no | Hoek | 51.3331 | 3.7787 | yes |  | Dow [100%]
Netherlands | NL-17-1 | NL-17 | Emmtec Industry & Businesspark power station | 1 | fossil gas |  | operating | no | 60 | 1982 | not planned | OCGT | chp | no | Emmen | 52.7749 | 6.9047 | yes |  | GETEC Energie [100%]
Netherlands | NL-18-1 | NL-18 | Enecogen power station | U10 | fossil gas |  | operating | yes | 435 | 2011 | 2035 | CCGT | not found | no | Rotterdam | 51.957 | 4.0916 | no |  | EP Group [50%] ; Mitsubishi [50%]
Netherlands | NL-18-2 | NL-18 | Enecogen power station | U20 | fossil gas |  | operating | yes | 435 | 2011 | 2035 | CCGT | not found | no | Rotterdam | 51.957 | 4.0916 | no |  | EP Group [50%] ; Mitsubishi [50%]
Netherlands | NL-20-1 | NL-20 | Foxhol Plant power station | 1 | fossil gas |  | operating | no | 20 | 1995 | not planned | CCGT | chp | no | Veendam (Foxhol) | 53.1698 | 6.7145 | yes |  | Coöperatie AVEBE [100%]
Netherlands | NL-21-1 | NL-21 | Gasselternijveen power station | 1 | fossil gas |  | operating | no | 25 | unknown | not planned | OCGT | chp | no | Hunzestroom | 52.9898 | 6.8675 | yes |  | Coöperatie AVEBE [100%]
Netherlands | NL-22-1 | NL-22 | Helmond power station | I | fossil gas |  | operating | no | 24 | 1982 | not planned | CCGT | chp | no | Helmond | 51.4737 | 5.5832 | no |  | Ennatuurlijk [100%]
Netherlands | NL-22-2 | NL-22 | Helmond power station | II | fossil gas |  | operating | no | 25 | 1987 | not planned | CCGT | chp | no | Helmond | 51.4737 | 5.5832 | no |  | Ennatuurlijk [100%]
Netherlands | NL-23-1 | NL-23 | Hemweg power station | 9 | fossil gas |  | operating | no | 440 | 2012 | not planned | CCGT | chp | no | Amsterdam | 52.4049 | 4.8465 | no |  | Vattenfall [100%]
Netherlands | NL-24-1 | NL-24 | Lage Weide 6 power station | 1 | fossil gas |  | operating | yes | 248 | 1995 | 2035 | CCGT | chp | no | Utrecht | 52.1019 | 5.0714 | no |  | Mitsubishi [100%]
Netherlands | NL-25-1 | NL-25 | Leiden power station | 1 | fossil gas |  | operating | no | 85 | 1986 | not planned | CCGT | chp | no | Leiden | 52.1641 | 4.4941 | no |  | Uniper [100%]
Netherlands | NL-26-1 | NL-26 | Rijnmond 2/MaasStroom power station | 1 | fossil gas |  | operating | no | 426 | 2010 | not planned | CCGT | chp | no | Vondelingenplaat | 51.8901 | 4.352 | no |  | EP Group [100%]
Netherlands | NL-27-1 | NL-27 | Maastricht Mill power station | 1 | fossil gas |  | operating | no | 22 | 2007 | not planned | OCGT | chp | no | Maastricht | 50.858 | 5.6902 | yes |  | Sappi. [100%]
Netherlands | NL-27-2 | NL-27 | Maastricht Mill power station | 2 | fossil gas |  | operating | no | 52 | 2007 | not planned | CCGT | conventional | no | Maastricht | 50.858 | 5.6902 | yes |  | Sappi. [100%]
Netherlands | NL-28-1 | NL-28 | Maasvlakte Ucml power station | 1 | fossil gas |  | operating | no | 70 | 2003 | not planned | CCGT | chp | no | Maasvlakte | 51.96 | 4.0254 | no |  | Uniper [100%]
Netherlands | NL-29-1 | NL-29 | Magnum (Eemshaven) power station | 10 | fossil gas |  | operating | no | 470 | 2013 | not planned | CCGT | conventional | no | Eemshaven | 53.4502 | 6.8548 | no | yes ¦ 1 | RWE [100%]
Netherlands | NL-29-2 | NL-29 | Magnum (Eemshaven) power station | 20 | fossil gas |  | operating | no | 470 | 2013 | not planned | CCGT | conventional | no | Eemshaven | 53.4502 | 6.8548 | no | yes ¦ 1 | RWE [100%]
Netherlands | NL-29-3 | NL-29 | Magnum (Eemshaven) power station | 30 | fossil gas |  | operating | no | 470 | 2013 | not planned | CCGT | conventional | no | Eemshaven | 53.4502 | 6.8548 | no | yes ¦ 1 | RWE [100%]
Netherlands | NL-30-1 | NL-30 | Maxima Flevo power station | 4 | fossil gas |  | operating | no | 444 | 2010 | not planned | CCGT | not found | no | Lelystad | 52.5772 | 5.53 | no |  | Engie [100%]
Netherlands | NL-30-2 | NL-30 | Maxima Flevo power station | 5 | fossil gas |  | operating | no | 475 | 2010 | not planned | CCGT | not found | no | Lelystad | 52.5772 | 5.53 | no |  | Engie [100%]
Netherlands | NL-31-1 | NL-31 | Merwedekanaal power station | 12 | fossil gas |  | operating | yes | 224 | 1989 | 2030 | CCGT | chp | no | Utrecht | 52.1017 | 5.0794 | no |  | Mitsubishi [100%]
Netherlands | NL-32-1 | NL-32 | Moerdijk power station | 1 | fossil gas |  | mothballed | no | 348 | 1997 | not planned | CCGT | chp | no | Moerdijk | 51.6851 | 4.5809 | yes |  | RWE [100%]
Netherlands | NL-32-2 | NL-32 | Moerdijk power station | 2 | fossil gas |  | operating | no | 418 | 2012 | not planned | CCGT | chp | no | Moerdijk | 51.6851 | 4.5809 | yes |  | RWE [100%]
Netherlands | NL-33-1 | NL-33 | Nam Schoonebeek power station | 1 | fossil gas |  | operating | no | 128 | 2010 | not planned | CCGT | chp | no | Schoonebeek | 52.6809 | 6.895 | yes |  | Shell [100%]
Netherlands | NL-35-1 | NL-35 | Pergen power station | CC | fossil gas |  | operating | no | 308 | 2008 | not planned | CCGT | chp | no | Vondelingenplaat | 51.8819 | 4.3779 | yes |  | Air Liquide [100%]
Netherlands | NL-36-1 | NL-36 | Pernis Refinery power station | GT 1 | fossil gas |  | operating | no | 48 | 1981 | not planned | OCGT | chp | no | Vondelingenplaat | 51.881 | 4.3376 | yes |  | Alco Group [100%]
Netherlands | NL-36-2 | NL-36 | Pernis Refinery power station | GT 2 | fossil gas |  | operating | no | 95 | 1999 | not planned | OCGT | chp | no | Vondelingenplaat | 51.881 | 4.3376 | yes |  | Air Products and Chemicals [100%]
Netherlands | NL-37-1 | NL-37 | Rijnmond 1 power station | 1 | fossil gas |  | operating | yes | 810 | 2004 | 2026 | CCGT | chp | no | Vondelingenplaat | 51.8902 | 4.3547 | no |  | EP Group [100%]
Netherlands | NL-38-1 | NL-38 | Rotterdam Capelle (RoCa) power station | GT1 | fossil gas |  | operating | no | 24 | 1982 | not planned | OCGT | chp | no | Rotterdam | 51.9537 | 4.5616 | no |  | Uniper [100%]
Netherlands | NL-38-2 | NL-38 | Rotterdam Capelle (RoCa) power station | GT2 | fossil gas |  | operating | no | 24 | 1982 | not planned | OCGT | chp | no | Rotterdam | 51.9537 | 4.5616 | no |  | Uniper [100%]
Netherlands | NL-38-3 | NL-38 | Rotterdam Capelle (RoCa) power station | GT3 | fossil gas |  | operating | no | 220 | 1996 | not planned | CCGT | conventional | no | Rotterdam | 51.9537 | 4.5616 | no |  | Uniper [100%]
Netherlands | NL-39-1 | NL-39 | Rotterdam IRP power station | GT1 | fossil gas |  | operating | no | 24 | 1999 | not planned | OCGT | chp | no | Rotterdam | 51.9608 | 4.0977 | yes |  | Indorama [100%]
Netherlands | NL-40-1 | NL-40 | Sloe power station | Slo-10 | fossil gas |  | operating | no | 435 | 2010 | not planned | CCGT | not found | no | Ritthem | 51.4482 | 3.6928 | no |  | EP Group [100%]
Netherlands | NL-40-2 | NL-40 | Sloe power station | Slo-20 | fossil gas |  | operating | no | 435 | 2010 | not planned | CCGT | not found | no | Ritthem | 51.4482 | 3.6928 | no |  | EP Group [100%]
Netherlands | NL-41-1 | NL-41 | Sluiskil Works power station | 1 | fossil gas |  | operating | no | 38 | 2005 | not planned | ST | chp | no | Sluiskil | 51.2917 | 3.8012 | yes |  | Yara International [100%]
Netherlands | NL-41-2 | NL-41 | Sluiskil Works power station | 2 | fossil gas |  | operating | no | 30 | 2007 | not planned | OCGT | chp | no | Sluiskil | 51.2917 | 3.8012 | yes |  | Yara International [100%]
Netherlands | NL-42-1 | NL-42 | Swentibold power station | 1 | fossil gas |  | mothballed | no | 230 | 1999 | not planned | CCGT | chp | no | Geleen | 50.9721 | 5.7911 | no |  | RWE [100%]
Netherlands | NL-43-1 | NL-43 | Ter Apelkanaal Siem power station | 1 | fossil gas |  | operating | no | 40 | 1995 | not planned | CCGT | chp | no | Ter Apelkanaal | 52.9215 | 7.044 | yes |  | Coöperatie AVEBE [100%]
Netherlands | NL-44-1 | NL-44 | Velsen Mill power station | 1 | fossil gas |  | operating | no | 20 | 1984 | not planned | OCGT | chp | no | Velsen-Noord | 52.4657 | 4.6362 | yes |  | Andlinger and Company [100%]
Netherlands | NL-45-1 | NL-45 | Nijmegen power station | 1 | fossil gas |  | pre-construction | no | 500 | 2025 | not planned | not found | not found | no | Nijmegen | 51.8556 | 5.8306 | no |  | Engie [100%]
North Macedonia | MK-1-1 | MK-1 | Bitola power station | 4 | fossil gas | hydrogen | pre-construction | no | 200 | 2026 | not planned | CCGT | chp | yes | Novaci | 41.0583 | 21.4843 | no |  | ESM [100%]
North Macedonia | MK-2-1 | MK-2 | Skopje CHP power station | 1 | fossil gas |  | operating | no | 220 | 2012 | not planned | CCGT | chp | no | Skopje | 41.9945 | 21.4528 | no |  | TE-TO Skopje [100%]
North Macedonia | MK-3-1 | MK-3 | Skopje power station | 1 | fossil gas |  | announced | no | 105 | unknown | not planned | not found | chp | no | Skopje | 41.9927 | 21.4366 | no |  | Mytilineos [100%]
North Macedonia | MK-4-1 | MK-4 | Negotino power station | 2 | fossil gas | hydrogen | pre-construction | no | 500 | unknown | not planned | CCGT | conventional | yes | Vojshanci | 41.4577 | 22.1614 | no |  | ESM [100%]
North Macedonia | MK-5-1 | MK-5 | KOGEL power station | 1 | fossil gas |  | operating | no | 30 | 2009 | not planned | ICCC | chp | no | Skopje | 42.0092 | 21.4666 | no
North Macedonia | MK-6-1 | MK-6 | Energetika power station | 1 | fossil gas |  | operating | no | 30 | 2010 | not planned | ICCC | chp | no | Skopje | 42.0235 | 21.4642 | no
Norway | NO-2-1 | NO-2 | Hammerfest Snohvit Terminal power station | 1 | fossil gas |  | operating | no | 229 | unknown | not planned | CCGT | not found | no | Melkoa Island | 70.6854 | 23.59 | no |  | Equinor [100%]
Norway | NO-3-1 | NO-3 | Mongstad power station | 1 | fossil gas |  | mothballed | no | 150 | 2010 | not planned | CCGT | chp | no | Mongstad | 60.8086 | 5.0372 | yes |  | Equinor [100%]
Norway | NO-5-1 | NO-5 | Nærøysund power station | 1 | fossil gas |  | announced | no | 220 | 2029 | not planned | CCGT | conventional | no | Nærøysund | 64.8848 | 11.2973 | yes |  | Ocean-Power [100%]
Poland | PL-1-1 | PL-1 | Lagisza power station | NULL | fossil gas |  | pre-construction | no | 100 | 2030 | not planned | not found | chp | yes | Bedzin | 50.349 | 19.145 | no |  | Tauron Polska [100%]
Poland | PL-2-1 | PL-2 | Elblag power station | 2 | fossil gas |  | construction | no | 30 | 2026 | not planned | ICCC | chp | yes | Elbląg | 54.182 | 19.389 | no |  | Orlen Group [100%]
Poland | PL-3-1 | PL-3 | Gdansk power station | 1 | fossil gas |  | construction | no | 600 | 2029 | not planned | CCGT | conventional | no | Gdańsk | 54.3353 | 18.746 | no | yes ¦ 1 | Orlen Group [100%]
Poland | PL-4-1 | PL-4 | Huta Miedzi Glogow power station | 1 | fossil gas | coal | mothballed | no | 40 | 2014 | not planned | CCGT | chp | no | Głogów | 51.6867 | 15.9703 | yes |  | KGHM Polska Miedź [100%]
Poland | PL-5-1 | PL-5 | Gorzow power station | EC III | fossil gas |  | operating | yes | 138 | 2017 | 2042 | CCGT | chp | no | Gorzów Wielkopolski | 52.7507 | 15.2684 | no |  | PGE [100%]
Poland | PL-5-4 | PL-5 | Gorzow power station | EC I | fossil gas |  | operating | yes | 75 | 1978 | 2042 | CCGT | chp | no | Gorzów Wielkopolski | 52.7507 | 15.2684 | no | yes ¦ 1 | PGE [100%]
Poland | PL-6-1 | PL-6 | Grudziadz power station | B1 | fossil gas |  | construction | no | 575 | 2026 | not planned | CCGT | conventional | no | Grudziądz Węgrowo | 53.439 | 18.801 | no | yes ¦ 1 | Orlen Group [100%]
Poland | PL-6-2 | PL-6 | Grudziadz power station | B2 | fossil gas |  | pre-construction | no | 525 | 2029 | not planned | not found | conventional | no | Grudziądz Węgrowo | 53.439 | 18.801 | no | yes ¦ 1 | Orlen Group [100%]
Poland | PL-9-1 | PL-9 | Lublin - Wrotkow power station | B1 | fossil gas |  | operating | yes | 231 | 2002 | 2042 | CCGT | chp | no | Lublin | 51.2165 | 22.5585 | no |  | PGE [100%]
Poland | PL-10-1 | PL-10 | Nowa Sarzyna power station | B1 | fossil gas | extra light fuel oil | operating | no | 113 | 2000 | not planned | CCGT | chp | no | Nowa Sarzyna | 50.3159 | 22.3245 | no | yes ¦ 10 | Polenergia [100%]
Poland | PL-11-1 | PL-11 | Dolna Odra power station | B10 | fossil gas |  | operating | yes | 683 | 2024 | 2042 | CCGT | chp | yes | Nowe Czarnowo | 53.206 | 14.466 | no | yes ¦ 1 | PGE [100%]
Poland | PL-11-2 | PL-11 | Dolna Odra power station | B9 | fossil gas |  | operating | yes | 683 | 2024 | 2042 | CCGT | chp | yes | Nowe Czarnowo | 53.206 | 14.466 | no | yes ¦ 1 | PGE [100%]
Poland | PL-11-3 | PL-11 | Dolna Odra power station | Gryfino II | fossil gas |  | pre-construction | no | 588 | 2030 | not planned | OCGT | not found | yes | Nowe Czarnowo | 53.206 | 14.466 | no | yes ¦ 1 | PGE [100%]
Poland | PL-12-1 | PL-12 | Ostroleka C power station | B1 | fossil gas |  | construction | no | 745 | 2026 | not planned | CCGT | conventional | no | Ostrołęka | 53.0938 | 21.6392 | no | yes ¦ 2 | Orlen Group [100%]
Poland | PL-13-1 | PL-13 | Plock power station | B1 | fossil gas |  | operating | no | 630 | 2018 | not planned | CCGT | chp | no | Plock | 52.5779 | 19.6936 | no |  | Orlen Group [100%]
Poland | PL-14-1 | PL-14 | Polkowice Copper Works power station | 1 | fossil gas |  | operating | no | 40 | 2014 | not planned | CCGT | chp | no | Polkowice | 51.4847 | 16.0614 | yes |  | KGHM Polska Miedź [100%]
Poland | PL-15-1 | PL-15 | Karolin | B4 | fossil gas |  | construction | no | 114 | 2025 | not planned | CCGT | conventional | yes | Poznań | 52.436 | 16.988 | no | yes ¦ 1 | Veolia [100%]
Poland | PL-16-1 | PL-16 | Rybnik power station | B9 | fossil gas |  | construction | yes | 883 | 2027 | 2042 | CCGT | conventional | yes | Rybnik Wielopole | 50.133 | 18.524 | no | yes ¦ 1 | PGE [100%]
Poland | PL-16-2 | PL-16 | Rybnik power station | Rybnik II | fossil gas |  | pre-construction | no | 600 | 2029 | not planned | OCGT | not found | yes | Rybnik Wielopole | 50.133 | 18.524 | no | yes ¦ 1 | PGE [100%]
Poland | PL-17-1 | PL-17 | Rzeszow power station | BGP | fossil gas |  | operating | yes | 101 | 2003 | 2042 | CCGT | chp | yes | Rzeszow | 50.0649 | 22.0299 | no |  | PGE [100%]
Poland | PL-17-2 | PL-17 | Rzeszow power station | BGS | fossil gas |  | operating | yes | 29 | 2014 | 2042 | CCGT | chp | yes | Rzeszow | 50.0649 | 22.0299 | no |  | PGE [100%]
Poland | PL-18-1 | PL-18 | Siechnice power station | 2 | fossil gas |  | operating | yes | 179 | 2025 | 2042 | CCGT | chp | yes | Siechnice | 51.038 | 17.15 | no |  | PGE [100%]
Poland | PL-19-1 | PL-19 | Stalowa Wola power station | B12 | fossil gas |  | operating | no | 450 | 2020 | not planned | CCGT | chp | yes | Stalowa Wola | 50.552 | 22.081 | no | yes ¦ 3 | Orlen Group [50%] ; Tauron Polska [50%]
Poland | PL-20-1 | PL-20 | Kozienice power station | B1 | fossil gas |  | pre-construction | no | 700 | 2029 | not planned | CCGT | conventional | yes | Świerże Górne | 51.665 | 21.467 | no | yes ¦ 1 | ENEA Wytwarzanie [100%]
Poland | PL-20-2 | PL-20 | Kozienice power station | B2 | fossil gas |  | pre-construction | no | 700 | 2029 | not planned | CCGT | conventional | yes | Świerże Górne | 51.665 | 21.467 | no | yes ¦ 1 | ENEA Wytwarzanie [100%]
Poland | PL-21-1 | PL-21 | Torun power station | B1 | fossil gas |  | operating | yes | 54 | 2017 | 2042 | OCGT | chp | no | Toruń | 53.0464 | 18.6956 | no |  | PGE [100%]
Poland | PL-21-2 | PL-21 | Torun power station | B2 | fossil gas |  | operating | yes | 54 | 2017 | 2042 | OCGT | chp | no | Toruń | 53.0464 | 18.6956 | no |  | PGE [100%]
Poland | PL-22-1 | PL-22 | Adamow power station | B6 | fossil gas |  | construction | no | 562 | 2027 | not planned | CCGT | chp | yes | Turek | 52.0123 | 18.5462 | no | yes ¦ 1 | ZE PAK [100%]
Poland | PL-23-1 | PL-23 | Zeran power station | 2 | fossil gas |  | operating | no | 496 | 2021 | not planned | CCGT | chp | yes | Warszawa | 52.294 | 20.994 | no | yes ¦ 1 | Orlen Group [100%]
Poland | PL-24-1 | PL-24 | Wierzchowice Ugs power station | 1 | fossil gas |  | operating | no | 40 | 2012 | not planned | CCGT | conventional | no | Wierzchowice | 51.4739 | 17.3052 | no |  | Orlen Group [100%]
Poland | PL-25-1 | PL-25 | Wloclawek power station | 1 | fossil gas |  | operating | no | 463 | 2017 | not planned | CCGT | conventional | no | Włocławek | 52.6519 | 19.0989 | yes | yes ¦ 5 | Orlen Group [100%]
Poland | PL-26-1 | PL-26 | Zielona Góra power station | 1 | fossil gas |  | operating | yes | 198 | 2004 | 2042 | CCGT | chp | no | Zielona Gora | 51.951 | 15.4904 | no |  | PGE [100%]
Poland | PL-27-1 | PL-27 | Bydgoszcz power station | IC1-5 | fossil gas |  | operating | yes | 53 | 2025 | 2042 | ICCC | chp | yes | Bydgoszcz | 53.0992 | 18.0889 | no |  | PGE [100%]
Poland | PL-28-1 | PL-28 | Siedlce power station | 2 | fossil gas |  | operating | no | 36 | 2002 | not planned | CCGT | chp | no | Siedlce | 52.1572 | 22.3061 | no | yes ¦ 4 | PEC Siedlce [100%]
Poland | PL-29-1 | PL-29 | Synthos Dwory 7 power station | GT1 | fossil gas |  | operating | no | 116 | 2025 | not planned | CCGT | chp | no | Oświęcim | 50.0393 | 19.2715 | no | yes ¦ 1 | Synthos Group [100%]
Poland | PL-30-1 | PL-30 | Gdynia power station | CHP1 | fossil gas | oil | construction | yes | 50 | 2026 | 2042 | ICCC | chp | yes | Gdynia | 54.5534 | 18.4808 | no | yes ¦ 1 | PGE [100%]
Poland | PL-31-1 | PL-31 | Lodz 4 power station | CCGT | fossil gas |  | pre-construction | no | 210 | 2027 | not planned | OCGT | chp | yes | Łódź | 51.75 | 19.54 | no | yes ¦ 1 | Veolia [100%]
Poland | PL-32-1 | PL-32 | Siekierki power station | CCGT | fossil gas |  | pre-construction | no | 500 | 2030 | not planned | CCGT | chp | yes | Warszawa | 52.19 | 21.09 | no |  | Orlen Group [100%]
Poland | PL-33-1 | PL-33 | Krakow-Leg power station | 1 | fossil gas |  | construction | no | 50 | 2028 | not planned | ICCC | chp | yes | Kraków | 50.0591 | 20.0766 | no | yes ¦ 1 | PGE [100%]
Poland | PL-33-2 | PL-33 | Krakow-Leg power station | 2 | fossil gas |  | construction | no | 50 | 2028 | not planned | ICCC | chp | yes | Kraków | 50.0591 | 20.0766 | no |  | PGE [100%]
Poland | PL-34-1 | PL-34 | Ostrów Wielkopolski power station | 1 | fossil gas |  | pre-construction | no | 600 | unknown | not planned | not found | not found | no | Ostrów Wielkopolski | 51.6376 | 17.8484 | no |  | PGE [100%]
Poland | PL-35-1 | PL-35 | Pomorzany power station | 1 | fossil gas |  | announced | no | 24 | unknown | not planned | ICCC | not found | yes | Pomorzany | 53.3918 | 14.5283 | no |  | PGE [100%]
Poland | PL-36-1 | PL-36 | Kalisz power station | 1 | fossil gas |  | construction | no | 20 | 2025 | not planned | ICCC | chp | no | Kalisz | 51.73 | 18.1074 | no |  | Orlen Group [100%]
Poland | PL-37-1 | PL-37 | Turek power plant | IC | fossil gas |  | pre-construction | no | 164 | 2028 | not planned | ICCC | not found | no | Turek | 52.0112 | 18.5334 | no | yes ¦ 1 | NEO Energy Group [?%]
Poland | PL-38-1 | PL-38 | Ursus power plant | 1 | fossil gas |  | pre-construction | no | 110 | 2029 | not planned | CCGT | chp | no | Warsaw | 52.1856 | 20.8737 | no | yes ¦ 1 | Veolia [100%]
Poland | PL-39-1 | PL-39 | Polaniec power station | 1 | fossil gas |  | announced | no | 680 | 2030 | not planned | CCGT | not found | yes | Zawada | 50.4356 | 21.3368 | no |  | ENEA Wytwarzanie [100%]
Poland | PL-39-2 | PL-39 | Polaniec power station | 2 | fossil gas |  | announced | no | 680 | 2030 | not planned | CCGT | not found | yes | Zawada | 50.4356 | 21.3368 | no |  | ENEA Wytwarzanie [100%]
Poland | PL-40-1 | PL-40 | Jaworzno power station | GT1 | fossil gas |  | pre-construction | no | 200 | 2030 | not planned | OCGT | not found | yes | Jaworzno | 50.2061 | 19.2034 | no | yes ¦ 1 | Tauron Polska [100%]
Poland | PL-40-2 | PL-40 | Jaworzno power station | GT2 | fossil gas |  | pre-construction | no | 200 | 2030 | not planned | OCGT | not found | yes | Jaworzno | 50.2061 | 19.2034 | no |  | Tauron Polska [100%]
Poland | PL-40-3 | PL-40 | Jaworzno power station | GT3 | fossil gas |  | pre-construction | no | 200 | 2030 | not planned | OCGT | not found | yes | Jaworzno | 50.2061 | 19.2034 | no |  | Tauron Polska [100%]
Poland | PL-41-1 | PL-41 | Jaroslaw power station | IC | fossil gas |  | pre-construction | no | 355 | 2030 | not planned | ICCC | not found | no | Jarosław | 50.0166 | 22.6791 | no | yes ¦ 1 | Vitol [100%]
Poland | PL-42-1 | PL-42 | Pelplin power station | IC | fossil gas |  | pre-construction | no | 355 | 2030 | not planned | ICCC | not found | no | Pelplin | 53.928 | 18.6975 | no | yes ¦ 1 | Vitol [100%]
Poland | PL-43-1 | PL-43 | Skawina power station | IC | fossil gas |  | pre-construction | no | 350 | 2029 | not planned | ICCC | chp | yes | Skawina | 49.9744 | 19.802 | no | yes ¦ 1 | ResInvest Group [100%]
Portugal | PT-1-1 | PT-1 | Fisigen power station | GT1 | fossil gas |  | operating | no | 24 | 2010 | not planned | OCGT | chp | no | Barreiro | 40.8666 | -8.4151 | no |  | EDP [100%]
Portugal | PT-3-1 | PT-3 | Setubal Mill power station | CC | fossil gas |  | operating | no | 81 | 2009 | not planned | CCGT | chp | no | Cacia | 40.686 | -8.5894 | yes |  | Semapa [100%]
Portugal | PT-4-1 | PT-4 | Ribatejo power station | G1 | fossil gas |  | operating | no | 392 | 2003 | not planned | CCGT | conventional | no | Carregado | 39.0118 | -8.9521 | no |  | EDP [100%]
Portugal | PT-4-2 | PT-4 | Ribatejo power station | G2 | fossil gas |  | operating | no | 392 | 2004 | not planned | CCGT | conventional | no | Carregado | 39.0118 | -8.9521 | no |  | EDP [100%]
Portugal | PT-4-3 | PT-4 | Ribatejo power station | G3 | fossil gas |  | operating | no | 392 | 2006 | not planned | CCGT | conventional | no | Carregado | 39.0118 | -8.9521 | no |  | EDP [100%]
Portugal | PT-5-1 | PT-5 | Carrico Refinery power station | GT1 | fossil gas |  | operating | no | 32 | 2009 | not planned | CCGT | chp | no | Carrico | 39.9832 | -8.8513 | yes |  | Galp Energia [100%]
Portugal | PT-6-1 | PT-6 | Lares power station | G1 | fossil gas |  | operating | no | 431 | 2009 | not planned | CCGT | conventional | no | Figueira da Foz | 40.1245 | -8.775 | no |  | EDP [100%]
Portugal | PT-6-2 | PT-6 | Lares power station | G2 | fossil gas |  | operating | no | 431 | 2009 | not planned | CCGT | conventional | no | Figueira da Foz | 40.1245 | -8.775 | no |  | EDP [100%]
Portugal | PT-7-1 | PT-7 | Figueira da Foz Industrial Complex power station | 1 | fossil gas |  | operating | no | 67 | 2000 | not planned | CCGT | conventional | no | Figuerira da Foz | 40.0576 | -8.8595 | yes |  | Semapa [100%]
Portugal | PT-9-1 | PT-9 | Turbogas Tapada do Outeiro power station | G1 | fossil gas |  | operating | no | 330 | 1998 | not planned | CCGT | conventional | no | Medas | 41.07 | -8.4587 | no |  | Marubeni [100%]
Portugal | PT-9-2 | PT-9 | Turbogas Tapada do Outeiro power station | G2 | fossil gas |  | operating | no | 330 | 1998 | not planned | CCGT | conventional | no | Medas | 41.07 | -8.4587 | no |  | Marubeni [100%]
Portugal | PT-9-3 | PT-9 | Turbogas Tapada do Outeiro power station | G3 | fossil gas |  | operating | no | 330 | 1999 | not planned | CCGT | conventional | no | Medas | 41.07 | -8.4587 | no |  | Marubeni [100%]
Portugal | PT-10-1 | PT-10 | Elecgas Pego power station | G3 | fossil gas |  | operating | yes | 418 | 2011 | 2040 | CCGT | conventional | no | Pego | 39.4689 | -8.1113 | no |  | Enel [50%] ; Engie [25%]
Portugal | PT-10-2 | PT-10 | Elecgas Pego power station | G4 | fossil gas |  | operating | yes | 418 | 2011 | 2040 | CCGT | conventional | no | Pego | 39.4689 | -8.1113 | no |  | Enel [50%] ; Engie [25%]
Portugal | PT-11-1 | PT-11 | Indorama Sines power station | CC | fossil gas |  | operating | no | 41 | unknown | not planned | CCGT | chp | no | Sines | 37.9809 | -8.8214 | yes |  | Indorama [100%]
Portugal | PT-12-1 | PT-12 | Sines Polimeros power station | 1 | fossil gas |  | operating | no | 43 | 1981 | not planned | CCGT | chp | no | Sines | 37.9583 | -8.8048 | yes |  | Repsol [100%]
Portugal | PT-13-1 | PT-13 | Viana Mill power station | CC1 | fossil gas |  | operating | no | 40 | 2010 | not planned | CCGT | chp | no | Vila Franca | 41.6998 | -8.715 | yes |  | DS Smith [100%]
Portugal | PT-13-2 | PT-13 | Viana Mill power station | GT1 | fossil gas |  | operating | no | 31 | 2008 | not planned | OCGT | chp | no | Vila Franca | 41.6998 | -8.715 | yes |  | DS Smith [100%]
Portugal | PT-14-1 | PT-14 | Sines Refinery power station | CC | fossil gas |  | operating | no | 91 | 2009 | not planned | not found | chp | no |  | 38.7565 | -9.1754 | no |  | Galp Energia [100%]
Portugal | PT-15-1 | PT-15 | Vitória power station | Phase 3 | fossil gas | heavy fuel oil | operating | no | 55 | 2015 | not planned | ICCC | not found | no |  | 32.648 | -16.9676 | no |  | EEM [100%]
Romania | RO-1-1 | RO-1 | Borzesti power station | 7 | fossil gas |  | shelved | no | 189 | unknown | not planned | CCGT | chp | no | Borzesti | 46.2507 | 26.8352 | no |  | RG Renovatio Group [100%]
Romania | RO-2-1 | RO-2 | Brazi power station | TA5 | fossil gas |  | operating | no | 105 | 1973 | not planned | ST | chp | no | Brazii de Sus | 44.8831 | 26.0092 | no |  | Termo Ploiesti [100%]
Romania | RO-2-2 | RO-2 | Brazi power station | TA6 | fossil gas |  | operating | no | 105 | 1973 | not planned | ST | chp | no | Brazii de Sus | 44.8831 | 26.0092 | no |  | Termo Ploiesti [100%]
Romania | RO-2-3 | RO-2 | Brazi power station | TA7 | fossil gas |  | mothballed | no | 50 | 1973 | not planned | ST | chp | no | Brazii de Sus | 44.8831 | 26.0092 | no |  | Termo Ploiesti [100%]
Romania | RO-2-4 | RO-2 | Brazi power station | 8 | fossil gas |  | operating | no | 26 | 2010 | not planned | OCGT | chp | no | Brazii de Sus | 44.8831 | 26.0092 | no |  | Termo Ploiesti [100%]
Romania | RO-3-1 | RO-3 | Bucharest Grozavesti power station | 1 | fossil gas |  | operating | no | 50 | 1964 | not planned | ST | chp | no | Bucharest | 44.4403 | 26.0626 | no |  | Termoelectrica [100%]
Romania | RO-3-2 | RO-3 | Bucharest Grozavesti power station | 2 | fossil gas |  | operating | no | 50 | 1964 | not planned | ST | chp | no | Bucharest | 44.4403 | 26.0626 | no |  | Termoelectrica [100%]
Romania | RO-3-5 | RO-3 | Bucharest Grozavesti power station | 5 | fossil gas |  | pre-construction | no | 34 | unknown | not planned | CCGT | chp | no | Bucharest | 44.4403 | 26.0626 | no |  | Termoelectrica [100%]
Romania | RO-4-1 | RO-4 | Bucharest Progresu power station | 1 | fossil gas |  | operating | no | 50 | 1987 | not planned | CCGT | chp | no | Bucharest | 44.3717 | 26.1063 | no |  | Termoelectrica [100%]
Romania | RO-4-2 | RO-4 | Bucharest Progresu power station | 2 | fossil gas |  | operating | no | 50 | 1987 | not planned | CCGT | chp | no | Bucharest | 44.3717 | 26.1063 | no |  | Termoelectrica [100%]
Romania | RO-4-5 | RO-4 | Bucharest Progresu power station | CC | fossil gas |  | pre-construction | no | 74 | 2026 | not planned | CCGT | chp | no | Bucharest | 44.3717 | 26.1063 | no |  | Termoelectrica [100%]
Romania | RO-5-3 | RO-5 | Bucharest-Sud power station | 3 | fossil gas |  | operating | no | 100 | 1966 | not planned | ST | chp | no | Bucharest | 44.4233 | 25.979 | no |  | Termoelectrica [100%]
Romania | RO-5-4 | RO-5 | Bucharest-Sud power station | 4 | fossil gas |  | operating | no | 100 | 1966 | not planned | ST | chp | no | Bucharest | 44.4233 | 25.979 | no |  | Termoelectrica [100%]
Romania | RO-5-7 | RO-5 | Bucharest-Sud power station | 7 | fossil gas |  | pre-construction | no | 275 | unknown | not planned | CCGT | chp | no | Bucharest | 44.4233 | 25.979 | no |  | Termoelectrica [100%]
Romania | RO-6-1 | RO-6 | Bucharest-Titan power station | GT1 | fossil gas |  | pre-construction | no | 50 | unknown | not planned | CCGT | chp | no | Bucharest | 44.4364 | 26.1808 | no |  | Termoelectrica [100%]
Romania | RO-7-1 | RO-7 | Bucharest-Vest power station | 2.1 | fossil gas |  | operating | no | 125 | 1976 | not planned | ST | chp | no | Bucharest | 44.4058 | 26.1557 | no |  | Termoelectrica [100%]
Romania | RO-7-2 | RO-7 | Bucharest-Vest power station | 2.2 | fossil gas |  | operating | no | 125 | 1976 | not planned | ST | chp | no | Bucharest | 44.4058 | 26.1557 | no |  | Termoelectrica [100%]
Romania | RO-7-3 | RO-7 | Bucharest-Vest power station | 3+4 | fossil gas |  | operating | no | 186 | 2009 | not planned | CCGT | chp | no | Bucharest | 44.4058 | 26.1557 | no |  | Termoelectrica [100%]
Romania | RO-8-1 | RO-8 | Chimcomplex power station | 2 | fossil gas |  | pre-construction | no | 108 | 2024 | not planned | CCGT | chp | no | Ramnicu | 45.04 | 24.2978 | yes |  | C.R.C Impex Chemicals [100%]
Romania | RO-9-1 | RO-9 | Ciech Soda power station | 1 | fossil gas |  | pre-construction | no | 230 | 2024 | not planned | CCGT | chp | no | Ramnicu | 45.0349 | 24.292 | yes |  | Ciech [100%]
Romania | RO-10-1 | RO-10 | Craiova II power station | 4 | fossil gas |  | pre-construction | no | 295 | 2026 | not planned | CCGT | chp | yes | Craiova | 44.3435 | 23.8142 | no |  | Fondul Proprietatea [21%] ; Romania [77%]
Romania | RO-11-1 | RO-11 | Galati power station | TA3 | fossil gas |  | mothballed | no | 105 | 1975 | not planned | ST | chp | no | Galati | 45.436 | 27.9814 | no |  | Termoelectrica [100%]
Romania | RO-11-2 | RO-11 | Galati power station | TA4 | fossil gas |  | operating | no | 60 | 1976 | not planned | ST | chp | no | Galati | 45.436 | 27.9814 | no |  | Termoelectrica [100%]
Romania | RO-11-3 | RO-11 | Galati power station | TA5 | fossil gas |  | operating | no | 105 | 1983 | not planned | ST | chp | no | Galati | 45.436 | 27.9814 | no |  | Termoelectrica [100%]
Romania | RO-11-4 | RO-11 | Galati power station | TA6 | fossil gas |  | operating | no | 105 | 1988 | not planned | ST | chp | no | Galati | 45.436 | 27.9814 | no |  | Termoelectrica [100%]
Romania | RO-12-1 | RO-12 | Govora power station | 3 | fossil gas |  | mothballed | no | 50 | 1975 | not planned | OCGT | chp | no | Ramnicu | 45.04 | 24.29 | no |  | SC Cet Govora [100%]
Romania | RO-12-2 | RO-12 | Govora power station | 4 | fossil gas |  | mothballed | no | 50 | 1976 | not planned | OCGT | chp | no | Ramnicu | 45.04 | 24.29 | no |  | SC Cet Govora [100%]
Romania | RO-12-3 | RO-12 | Govora power station |  | fossil gas |  | construction | no | 145 | 2027 | not planned | not found | chp | yes | Ramnicu | 45.04 | 24.29 | no |  | SC Cet Govora [100%]
Romania | RO-13-1 | RO-13 | Hefaistos power station | 1 | fossil gas |  | pre-construction | no | 500 | unknown | not planned | CCGT | chp | no | Fântânele | 46.4215 | 24.7718 | no |  | Romania [33%] ; Termoelectrica [33%] ; Termoelectrica [33%]
Romania | RO-14-1 | RO-14 | Iasi-1 power station | 1 | fossil gas |  | operating | no | 25 | 1966 | not planned | ST | chp | no | Iasi | 47.1498 | 27.6073 | no |  | SC Cet Iasi [100%]
Romania | RO-14-2 | RO-14 | Iasi-1 power station | 2 | fossil gas |  | mothballed | no | 25 | 1966 | not planned | ST | chp | no | Iasi | 47.1498 | 27.6073 | no |  | SC Cet Iasi [100%]
Romania | RO-15-4 | RO-15 | Iernut power station | 4 | fossil gas |  | mothballed | no | 100 | 1964 | not planned | ST | conventional | no | Iernut | 46.4677 | 24.1833 | no |  | Romgaz [100%]
Romania | RO-15-5 | RO-15 | Iernut power station | 5 | fossil gas |  | operating | no | 200 | 1966 | not planned | ST | conventional | no | Iernut | 46.4677 | 24.1833 | no |  | Romgaz [100%]
Romania | RO-15-7 | RO-15 | Iernut power station | CC | fossil gas |  | construction | no | 430 | 2025 | not planned | CCGT | conventional | no | Iernut | 46.4677 | 24.1833 | no |  | Romgaz [100%]
Romania | RO-16-1 | RO-16 | Isalnita power station | 10 | fossil gas |  | pre-construction | no | 425 | 2027 | not planned | CCGT | not found | yes | Isalnita | 44.3884 | 23.7174 | yes |  | Complexul Energetic Oltenia [59%] ; Vimetco [40%]
Romania | RO-16-2 | RO-16 | Isalnita power station | 9 | fossil gas |  | pre-construction | no | 425 | 2027 | not planned | CCGT | not found | yes | Isalnita | 44.3884 | 23.7174 | yes |  | Complexul Energetic Oltenia [59%] ; Vimetco [40%]
Romania | RO-17-1 | RO-17 | Mintia-Deva power station | CC | fossil gas |  | construction | no | 1700 | 2026 | not planned | CCGT | chp | yes | Mintia | 45.9179 | 22.8475 | no |  | Mass Group. [100%]
Romania | RO-18-1 | RO-18 | Oradea power station | 1 | fossil gas |  | operating | no | 46 | 2016 | not planned | OCGT | chp | yes | Oradea | 47.0842 | 21.8928 | no |  | SC Electrocentrale Oradea [100%]
Romania | RO-18-2 | RO-18 | Oradea power station | 2 | fossil gas |  | construction | no | 30 | 2025 | not planned | ICCC | chp | no | Oradea | 47.0842 | 21.8928 | no |  | SC Electrocentrale Oradea [100%]
Romania | RO-19-1 | RO-19 | Palas power station | 1 | fossil gas |  | mothballed | no | 50 | 1970 | not planned | ST | chp | no | Anda | 44.1585 | 28.6077 | no |  | Romania [100%]
Romania | RO-19-2 | RO-19 | Palas power station | 2 | fossil gas |  | mothballed | no | 50 | 1970 | not planned | ST | chp | no | Anda | 44.1585 | 28.6077 | no |  | Romania [100%]
Romania | RO-19-3 | RO-19 | Palas power station | GT | fossil gas |  | construction | no | 97 | 2026 | not planned | CCGT | chp | no | Anda | 44.1585 | 28.6077 | no |  | Romania [100%]
Romania | RO-20-1 | RO-20 | Petrom Brazi power station | CC1 | fossil gas |  | operating | no | 860 | 2012 | not planned | CCGT | conventional | no | Brazii de Sus | 44.8803 | 25.999 | no |  | OMV Aktiengesellschaft [100%]
Romania | RO-20-2 | RO-20 | Petrom Brazi power station | GT1&2 | fossil gas |  | operating | no | 60 | 2001 | not planned | CCGT | chp | no | Brazii de Sus | 44.8803 | 25.999 | no |  | OMV Aktiengesellschaft [100%]
Romania | RO-21-1 | RO-21 | Petromidia Refinery power station | CC1 | fossil gas |  | operating | no | 40 | 2025 | not planned | CCGT | chp | no | Năvodari | 44.3431 | 28.651 | yes |  | KazMunayGas [80%] ; SAPE [20%]
Romania | RO-21-2 | RO-21 | Petromidia Refinery power station | CC2 | fossil gas |  | operating | no | 40 | 2025 | not planned | CCGT | chp | no | Năvodari | 44.3431 | 28.651 | yes |  | KazMunayGas [80%] ; SAPE [20%]
Romania | RO-22-1 | RO-22 | Ploesti power station | ST4 | fossil gas |  | operating | no | 61 | 2011 | not planned | ST | chp | no | Ploiesti | 44.9474 | 26.0862 | yes |  | LUKOIL [100%]
Romania | RO-23-1 | RO-23 | Romag Termo power station | 8 | fossil gas |  | pre-construction | no | 150 | unknown | not planned | CCGT | chp | yes | Halânga | 44.6778 | 22.686 | no |  | Grup Servicii Petroliere (GSP) [?%] ; Romgaz [?%]
Romania | RO-24-1 | RO-24 | Turceni power station | 5 | fossil gas |  | pre-construction | no | 475 | 2027 | not planned | CCGT | not found | yes | Turceni | 44.6697 | 23.4078 | no |  | Complexul Energetic Oltenia [100%]
Romania | RO-26-1 | RO-26 | CET Arad power station | 1 | fossil gas |  | mothballed | no | 2 | unknown | not planned | not found | chp | no | Arad | 46.2245 | 21.3353 | no |  | ArrowMetals [100%]
Romania | RO-26-10 | RO-26 | CET Arad power station | 10 | fossil gas |  | mothballed | no | 2 | unknown | not planned | not found | chp | no | Arad | 46.2245 | 21.3353 | no |  | ArrowMetals [100%]
Romania | RO-26-11 | RO-26 | CET Arad power station | 11 | fossil gas |  | mothballed | no | 2 | unknown | not planned | not found | chp | no | Arad | 46.2245 | 21.3353 | no |  | ArrowMetals [100%]
Romania | RO-26-12 | RO-26 | CET Arad power station | 12 | fossil gas |  | mothballed | no | 2 | unknown | not planned | not found | chp | no | Arad | 46.2245 | 21.3353 | no |  | ArrowMetals [100%]
Romania | RO-26-13 | RO-26 | CET Arad power station | 13 | fossil gas |  | mothballed | no | 2 | unknown | not planned | not found | chp | no | Arad | 46.2245 | 21.3353 | no |  | ArrowMetals [100%]
Romania | RO-26-14 | RO-26 | CET Arad power station | 14 | fossil gas |  | mothballed | no | 2 | unknown | not planned | not found | chp | no | Arad | 46.2245 | 21.3353 | no |  | ArrowMetals [100%]
Romania | RO-26-2 | RO-26 | CET Arad power station | 2 | fossil gas |  | mothballed | no | 2 | unknown | not planned | not found | chp | no | Arad | 46.2245 | 21.3353 | no |  | ArrowMetals [100%]
Romania | RO-26-3 | RO-26 | CET Arad power station | 3 | fossil gas |  | mothballed | no | 2 | unknown | not planned | not found | chp | no | Arad | 46.2245 | 21.3353 | no |  | ArrowMetals [100%]
Romania | RO-26-4 | RO-26 | CET Arad power station | 4 | fossil gas |  | mothballed | no | 2 | unknown | not planned | not found | chp | no | Arad | 46.2245 | 21.3353 | no |  | ArrowMetals [100%]
Romania | RO-26-5 | RO-26 | CET Arad power station | 5 | fossil gas |  | mothballed | no | 2 | unknown | not planned | not found | chp | no | Arad | 46.2245 | 21.3353 | no |  | ArrowMetals [100%]
Romania | RO-26-6 | RO-26 | CET Arad power station | 6 | fossil gas |  | mothballed | no | 2 | unknown | not planned | not found | chp | no | Arad | 46.2245 | 21.3353 | no |  | ArrowMetals [100%]
Romania | RO-26-7 | RO-26 | CET Arad power station | 7 | fossil gas |  | mothballed | no | 2 | unknown | not planned | not found | chp | no | Arad | 46.2245 | 21.3353 | no |  | ArrowMetals [100%]
Romania | RO-26-8 | RO-26 | CET Arad power station | 8 | fossil gas |  | mothballed | no | 2 | unknown | not planned | not found | chp | no | Arad | 46.2245 | 21.3353 | no |  | ArrowMetals [100%]
Romania | RO-26-9 | RO-26 | CET Arad power station | 9 | fossil gas |  | mothballed | no | 2 | unknown | not planned | not found | chp | no | Arad | 46.2245 | 21.3353 | no |  | ArrowMetals [100%]
Romania | RO-27-1 | RO-27 | CET Arad hydrocarbons | 1 | fossil gas |  | construction | no | 10 | 2026 | not planned | not found | chp | no | Arad | 46.1827 | 21.3328 | no |  | Arad Municipality [100%]
Romania | RO-27-2 | RO-27 | CET Arad hydrocarbons | 2 | fossil gas |  | construction | no | 10 | 2026 | not planned | not found | chp | no | Arad | 46.1827 | 21.3328 | no |  | Arad Municipality [100%]
Romania | RO-27-3 | RO-27 | CET Arad hydrocarbons | 3 | fossil gas |  | construction | no | 10 | 2026 | not planned | not found | chp | no | Arad | 46.1827 | 21.3328 | no |  | Arad Municipality [100%]
Romania | RO-28-1 | RO-28 | Câmpia Turzii power plant | NULL | fossil gas |  | announced | no | 150 | 2026 | not planned |  | not found | no | Câmpia Turzii | 46.5498 | 23.8483 | no |  | E-INFRA [100%]
Romania | RO-29-1 | RO-29 | Premier Energy Braila power station | NULL | fossil gas |  | announced | no | 20 | unknown | not planned |  | not found | no | Brăila | 45.2369 | 27.9544 | no |  | EMMA Capital Group [72%]
Serbia | RS-1-1 | RS-1 | Kragujevac power station | 1 | fossil gas |  | cancelled | not relevant | 300 | not relevant | not relevant | CCGT | chp | no | Kragujevac | 44.0081 | 20.9024 | no |  | Gazprom [100%]
Serbia | RS-2-1 | RS-2 | Loznica CHP power station | 1 | fossil gas |  | cancelled | not relevant | 120 | not relevant | not relevant | CCGT | chp | no | Loznica | 44.5269 | 19.1973 | no |  | Scarborough Group [100%]
Serbia | RS-2-2 | RS-2 | Loznica CHP power station | 2 | fossil gas |  | cancelled | not relevant | 120 | not relevant | not relevant | CCGT | chp | no | Loznica | 44.5269 | 19.1973 | no |  | Scarborough Group [100%]
Serbia | RS-3-1 | RS-3 | Novi Sad power station | 1 | fossil gas | heavy fuel oil | operating | no | 165 | 1984 | not planned | ST | chp | no | Novi Sad | 45.268 | 19.8853 | no |  | EPS [100%]
Serbia | RS-3-2 | RS-3 | Novi Sad power station | 2 | fossil gas | heavy fuel oil | operating | no | 120 | 1984 | not planned | ST | chp | no | Novi Sad | 45.268 | 19.8853 | no |  | EPS [100%]
Serbia | RS-3-3 | RS-3 | Novi Sad power station | 3 | fossil gas |  | shelved | no | 200 | unknown | not planned | CCGT | chp | no | Novi Sad | 45.268 | 19.8853 | no |  | EPS [100%]
Serbia | RS-3-4 | RS-3 | Novi Sad power station | 2-1 | fossil gas |  | announced | no | 350 | unknown | not planned | not found | not found | no | Novi Sad | 45.268 | 19.8853 | no |  | EPS [100%]
Serbia | RS-4-1 | RS-4 | Pančevo power station | 1 | fossil gas |  | operating | no | 197 | 2022 | not planned | CCGT | chp | no | Pančevo | 44.8312 | 20.6799 | no |  | Gazprom [100%]
Serbia | RS-5-1 | RS-5 | Morava power station | 1 | fossil gas |  | cancelled | not relevant | 120 | not relevant | not relevant | CCGT | conventional | yes | Svilajnac | 44.2246 | 21.1625 | no |  | EPS [100%]
Serbia | RS-6-1 | RS-6 | Zrenjanin power station | 1 | fossil gas | heavy fuel oil | operating | no | 120 | 1989 | not planned | ST | chp | no | Zrenjanin | 45.3572 | 20.4159 | no |  | EPS [100%]
Serbia | RS-7-1 | RS-7 | Sremska Mitrovica power station | 1 | fossil gas |  | mothballed | no | 32 | 1977 | not planned | ST | chp | no | Sremska Mitrovica | 44.9764 | 19.6122 | no |  | EPS [100%]
Serbia | RS-8-1 | RS-8 | Nis power plant | 1 | fossil gas |  | announced | no | 500 | unknown | not planned | not found | not found | no | Niš | 43.3037 | 21.9066 | no
Slovakia | SK-1-1 | SK-1 | PPC Bratislava power station | 1 | fossil gas |  | mothballed | no | 58 | 2011 | not planned | OCGT | chp | no | Bratislava | 48.1774 | 17.1539 | no |  | Veolia [100%]
Slovakia | SK-1-2 | SK-1 | PPC Bratislava power station | 2 | fossil gas |  | operating | no | 218 | 1998 | not planned | CCGT | chp | no | Bratislava | 48.1774 | 17.1539 | no |  | Veolia [100%]
Slovakia | SK-2-1 | SK-2 | Slovnaft Refinery power station | TG1 | fossil gas |  | operating | no | 29 | 1976 | not planned | OCGT | chp | no | Bratislava | 48.1199 | 17.1803 | yes |  | MOL. [100%]
Slovakia | SK-2-2 | SK-2 | Slovnaft Refinery power station | TG2 | fossil gas |  | operating | no | 24 | 1976 | not planned | OCGT | chp | no | Bratislava | 48.1199 | 17.1803 | yes |  | MOL. [100%]
Slovakia | SK-2-3 | SK-2 | Slovnaft Refinery power station | TG3 | fossil gas |  | operating | no | 25 | 1976 | not planned | OCGT | chp | no | Bratislava | 48.1199 | 17.1803 | yes |  | MOL. [100%]
Slovakia | SK-2-4 | SK-2 | Slovnaft Refinery power station | TG4 | fossil gas |  | operating | no | 25 | 1976 | not planned | OCGT | chp | no | Bratislava | 48.1199 | 17.1803 | yes |  | MOL. [100%]
Slovakia | SK-2-5 | SK-2 | Slovnaft Refinery power station | TG5 | fossil gas |  | operating | no | 60 | 2012 | not planned | OCGT | chp | no | Bratislava | 48.1199 | 17.1803 | yes |  | MOL. [100%]
Slovakia | SK-3-1 | SK-3 | Levice power station | 1 | fossil gas |  | operating | no | 86 | 2007 | not planned | CCGT | chp | no | Levice | 48.2022 | 18.597 | no |  | Veolia [100%]
Slovakia | SK-4-1 | SK-4 | Panicke Dravce power station | GT 1 | fossil gas |  | operating | no | 50 | 2009 | not planned | OCGT | conventional | no | Panicke Dravce - Lucenec District | 48.2864 | 19.6149 | no |  | EP Group [49%] ; Slovak Government [51%]
Slovakia | SK-5-1 | SK-5 | Povazska Bystrica power station | 1 | fossil gas |  | operating | no | 64 | 2009 | not planned | CCGT | chp | no | Považská Bystrica | 49.1154 | 18.4246 | no |  | Creditas Group [100%]
Slovakia | SK-6-1 | SK-6 | Malzenice power station | 1 | fossil gas |  | operating | no | 436 | 2010 | not planned | CCGT | chp | no | Trakovice | 48.4296 | 17.6978 | no |  | E.ON [49%] ; Slovak Government [51%]
Slovenia | SI-1-4 | SI-1 | Brestanica (TEB) power station | PB4 | fossil gas | oil | operating | no | 114 | 2000 | not planned | OCGT | conventional | no | Brestanica | 45.9975 | 15.4796 | no |  | GEN energija [100%]
Slovenia | SI-1-5 | SI-1 | Brestanica (TEB) power station | PB5 | fossil gas | oil | operating | no | 114 | 2000 | not planned | OCGT | conventional | no | Brestanica | 45.9975 | 15.4796 | no |  | GEN energija [100%]
Slovenia | SI-1-6 | SI-1 | Brestanica (TEB) power station | PB6 | fossil gas |  | operating | no | 53 | 2018 | not planned | OCGT | conventional | no | Brestanica | 45.9975 | 15.4796 | no |  | GEN energija [100%]
Slovenia | SI-1-7 | SI-1 | Brestanica (TEB) power station | PB7 | fossil gas |  | operating | no | 56 | 2020 | not planned | OCGT | conventional | no | Brestanica | 45.9975 | 15.4796 | no |  | GEN energija [100%]
Slovenia | SI-2-1 | SI-2 | Te-Tol power station | 1 | fossil gas | extra light fuel oil | construction | no | 110 | 2025 | not planned | CCGT | chp | yes | Ljubljana | 46.058 | 14.5451 | no |  | Javni Ljubljana [100%]
Slovenia | SI-3-1 | SI-3 | Sostanj power station | PT 51 | fossil gas |  | operating | no | 42 | 2008 | not planned | OCGT | chp | no | Šoštanj | 46.3723 | 15.0534 | no |  | Holding Slovenske elektrarne [100%]
Slovenia | SI-3-2 | SI-3 | Sostanj power station | PT 52 | fossil gas |  | operating | no | 42 | 2008 | not planned | OCGT | chp | no | Šoštanj | 46.3723 | 15.0534 | no |  | Holding Slovenske elektrarne [100%]
Slovenia | SI-3-3 | SI-3 | Sostanj power station | PT 53 | fossil gas |  | shelved | no | 0 | 2030 | not planned | not found | chp | yes | Šoštanj | 46.3723 | 15.0534 | no |  | Holding Slovenske elektrarne [100%]
Spain | ES-1-1 | ES-1 | Boroa power station | 1 | fossil gas |  | operating | no | 786 | 2005 | not planned | CCGT | conventional | no | Amorebieta-Etxano | 43.2347 | -2.7497 | no |  | Castleton Commodities International [100%]
Spain | ES-2-1 | ES-2 | Arcos de la Frontera power station | 1 | fossil gas |  | operating | no | 396 | 2005 | not planned | CCGT | conventional | no | Arcos de La Frontera | 36.6721 | -5.8164 | no |  | Iberdrola [100%]
Spain | ES-2-2 | ES-2 | Arcos de la Frontera power station | 2 | fossil gas |  | operating | no | 379 | 2005 | not planned | CCGT | conventional | no | Arcos de La Frontera | 36.6721 | -5.8164 | no |  | Iberdrola [100%]
Spain | ES-2-3 | ES-2 | Arcos de la Frontera power station | 3 | fossil gas |  | operating | no | 837 | 2006 | not planned | CCGT | conventional | no | Arcos de La Frontera | 36.6721 | -5.8164 | no |  | Iberdrola [100%]
Spain | ES-3-1 | ES-3 | Arrubal power station | 1 | fossil gas |  | operating | no | 395 | 2005 | not planned | CCGT | conventional | no | Arrubal | 42.4194 | -2.2511 | no |  | ContourGlobal [100%]
Spain | ES-3-2 | ES-3 | Arrubal power station | 2 | fossil gas |  | operating | no | 390 | 2005 | not planned | CCGT | conventional | no | Arrubal | 42.4194 | -2.2511 | no |  | ContourGlobal [100%]
Spain | ES-4-1 | ES-4 | Sabon 3 power station | 1 | fossil gas |  | operating | no | 391 | 2008 | not planned | CCGT | conventional | no | Arteixo | 43.329 | -8.503 | no |  | Naturgy [100%]
Spain | ES-5-1 | ES-5 | Puerto de Barcelona power station | 1 | fossil gas |  | operating | no | 435 | 2011 | not planned | CCGT | conventional | no | Barcelona | 41.3366 | 2.1594 | no |  | Naturgy [100%]
Spain | ES-5-2 | ES-5 | Puerto de Barcelona power station | 2 | fossil gas |  | operating | no | 432 | 2011 | not planned | CCGT | conventional | no | Barcelona | 41.3366 | 2.1594 | no |  | Naturgy [100%]
Spain | ES-6-1 | ES-6 | Malaga campanillas power station | 1 | fossil gas |  | operating | no | 416 | 2009 | not planned | CCGT | conventional | no | Campanillas | 36.7495 | -4.5631 | no |  | Naturgy [100%]
Spain | ES-7-1 | ES-7 | El Fangal Cartagena power station | 1 | fossil gas |  | operating | no | 403 | 2006 | not planned | CCGT | conventional | no | Cartagena | 37.5709 | -0.9458 | no |  | Engie [100%]
Spain | ES-7-2 | ES-7 | El Fangal Cartagena power station | 2 | fossil gas |  | operating | no | 401 | 2006 | not planned | CCGT | conventional | no | Cartagena | 37.5709 | -0.9458 | no |  | Engie [100%]
Spain | ES-7-3 | ES-7 | El Fangal Cartagena power station | 3 | fossil gas |  | operating | no | 395 | 2006 | not planned | CCGT | conventional | no | Cartagena | 37.5709 | -0.9458 | no |  | Engie [100%]
Spain | ES-8-1 | ES-8 | Escombreras Iberdrola power station | 6 | fossil gas |  | operating | no | 831 | 2006 | not planned | CCGT | conventional | no | Cartagena | 37.5647 | -0.95132 | no |  | Iberdrola [100%]
Spain | ES-9-1 | ES-9 | As Pontes power station | 5 | fossil gas |  | operating | yes | 856 | 2006 | 2040 | CCGT | conventional | no | As Pontes de García Rodríguez | 37.5709 | -0.9458 | no |  | Enel [100%]
Spain | ES-10-1 | ES-10 | Cartagena power station | 1 | fossil gas |  | operating | no | 418 | 2006 | not planned | CCGT | conventional | no | Cartegena | 37.5727 | -0.93841 | no |  | Naturgy [100%]
Spain | ES-10-2 | ES-10 | Cartagena power station | 2 | fossil gas |  | operating | no | 418 | 2006 | not planned | CCGT | conventional | no | Cartegena | 37.5727 | -0.93841 | no |  | Naturgy [100%]
Spain | ES-10-3 | ES-10 | Cartagena power station | 3 | fossil gas |  | operating | no | 413 | 2006 | not planned | CCGT | conventional | no | Cartegena | 37.5727 | -0.93841 | no |  | Naturgy [100%]
Spain | ES-11-1 | ES-11 | Castejon power station TotalEnergies | 1 | fossil gas |  | operating | no | 425 | 2002 | not planned | CCGT | conventional | no | Castejon | 42.1718 | -1.6773 | no |  | TotalEnergies [100%]
Spain | ES-11-3 | ES-11 | Castejon power station TotalEnergies | 3 | fossil gas |  | operating | no | 419 | 2003 | not planned | CCGT | conventional | no | Castejon | 42.1718 | -1.6773 | no |  | TotalEnergies [100%]
Spain | ES-12-1 | ES-12 | Castellon power station | 3 | fossil gas |  | operating | no | 793 | 2002 | not planned | CCGT | conventional | no | Castelló de la Plana | 39.9592 | -0.001 | no |  | Iberdrola [100%]
Spain | ES-12-2 | ES-12 | Castellon power station | 4 | fossil gas |  | operating | no | 854 | 2008 | not planned | CCGT | conventional | no | Castelló de la Plana | 39.9592 | -0.001 | no |  | Iberdrola [100%]
Spain | ES-13-1 | ES-13 | Castelnou power station | 1 | fossil gas |  | operating | no | 791 | 2006 | not planned | CCGT | conventional | no | Castelnou | 41.2167 | -0.2928 | no |  | Engie [100%]
Spain | ES-14-1 | ES-14 | Escatron Peaker A.I.E. power station | 1 | fossil gas |  | operating | no | 277 | 2007 | not planned | CCGT | conventional | no | Escatron | 41.2977 | -0.3376 | no |  | IGNIS ENERGÍA [100%]
Spain | ES-15-1 | ES-15 | Escatron power station | 3 | fossil gas |  | operating | no | 804 | 2007 | not planned | CCGT | conventional | no | Escatron | 41.2977 | -0.3376 | no |  | Repsol [100%]
Spain | ES-16-1 | ES-16 | Cristobal Colon power station | 4 | fossil gas |  | operating | yes | 391 | 2006 | 2040 | CCGT | conventional | no | Huelva | 37.2156 | -6.943 | no |  | Enel [100%]
Spain | ES-17-1 | ES-17 | Tarragona power station | 1 | fossil gas |  | operating | no | 424 | 2004 | not planned | CCGT | chp | no | La Canonja | 41.1102 | 1.1805 | no |  | Iberdrola [100%]
Spain | ES-18-1 | ES-18 | Palos de la Frontera power station | 1 | fossil gas |  | operating | no | 387 | 2004 | not planned | CCGT | conventional | no | Palos de la Frontera | 37.1845 | -6.8928 | no |  | Naturgy [100%]
Spain | ES-18-2 | ES-18 | Palos de la Frontera power station | 2 | fossil gas |  | operating | no | 389 | 2005 | not planned | CCGT | conventional | no | Palos de la Frontera | 37.1845 | -6.8928 | no |  | Naturgy [100%]
Spain | ES-18-3 | ES-18 | Palos de la Frontera power station | 3 | fossil gas |  | operating | no | 391 | 2005 | not planned | CCGT | conventional | no | Palos de la Frontera | 37.1845 | -6.8928 | no |  | Naturgy [100%]
Spain | ES-19-1 | ES-19 | Soto de Ribera power station | 4 | fossil gas |  | operating | no | 426 | 2008 | not planned | CCGT | conventional | no | Ribera de Arriba | 43.3161 | -5.8777 | no |  | EDP [100%]
Spain | ES-19-2 | ES-19 | Soto de Ribera power station | 5 | fossil gas |  | operating | no | 428 | 2011 | not planned | CCGT | conventional | no | Ribera de Arriba | 43.3161 | -5.8777 | no |  | EDP [100%]
Spain | ES-20-1 | ES-20 | Sagunto power station | 1 | fossil gas |  | operating | no | 410 | 2007 | not planned | CCGT | conventional | no | Sagunto | 39.6425 | -0.23321 | no |  | Naturgy [100%]
Spain | ES-20-2 | ES-20 | Sagunto power station | 2 | fossil gas |  | operating | no | 412 | 2007 | not planned | CCGT | conventional | no | Sagunto | 39.6425 | -0.23321 | no |  | Naturgy [100%]
Spain | ES-20-3 | ES-20 | Sagunto power station | 3 | fossil gas |  | operating | no | 411 | 2007 | not planned | CCGT | conventional | no | Sagunto | 39.6425 | -0.23321 | no |  | Naturgy [100%]
Spain | ES-21-1 | ES-21 | Besos 5 power station | 5 | fossil gas |  | operating | yes | 859 | 2010 | 2040 | CCGT | conventional | no | San Adrian Besos | 41.4185 | 2.2286 | no |  | Enel [100%]
Spain | ES-22-1 | ES-22 | Besos combined cycle power station | 3 | fossil gas |  | operating | yes | 412 | 2002 | 2040 | CCGT | conventional | no | San Adrian Besos | 41.4185 | 2.2286 | no |  | Enel [100%]
Spain | ES-22-2 | ES-22 | Besos combined cycle power station | 4 | fossil gas |  | operating | no | 400 | 2002 | not planned | CCGT | conventional | no | San Adrian Besos | 41.4185 | 2.2286 | no |  | Naturgy [100%]
Spain | ES-23-1 | ES-23 | Bahia de Algeciras power station | 3 | fossil gas |  | operating | no | 821 | 2011 | not planned | CCGT | conventional | no | San Roque | 36.1829 | -5.3905 | no |  | Repsol [100%]
Spain | ES-24-1 | ES-24 | Campo de Gibraltar power station | 1 | fossil gas |  | operating | no | 393 | 2004 | not planned | CCGT | chp | no | San Roque | 36.1834 | -5.3933 | no |  | Naturgy [100%]
Spain | ES-24-2 | ES-24 | Campo de Gibraltar power station | 2 | fossil gas |  | operating | no | 388 | 2004 | not planned | CCGT | chp | no | San Roque | 36.1834 | -5.3933 | no |  | Mubadala Investment Company [100%]
Spain | ES-25-1 | ES-25 | San Roque combined cycle power station | 1 | fossil gas |  | operating | no | 390 | 2002 | not planned | CCGT | conventional | no | San Roque | 36.1956 | -5.4136 | no |  | Naturgy [100%]
Spain | ES-25-2 | ES-25 | San Roque combined cycle power station | 2 | fossil gas |  | operating | yes | 402 | 2002 | 2040 | CCGT | conventional | no | San Roque | 36.1956 | -5.4136 | no |  | Enel [100%]
Spain | ES-26-1 | ES-26 | Santurce power station | 4 | fossil gas |  | operating | no | 403 | 2005 | not planned | CCGT | conventional | no | Santurtzi | 43.34 | -3.0539 | no |  | Iberdrola [100%]
Spain | ES-27-1 | ES-27 | Plana del Vent power station | 1 | fossil gas |  | operating | no | 420 | 2007 | not planned | CCGT | conventional | no | Vandellòs i l'Hospitalet de l'Infant | 40.9596 | 0.8692 | no |  | Naturgy [100%]
Spain | ES-27-2 | ES-27 | Plana del Vent power station | 2 | fossil gas |  | operating | no | 423 | 2007 | not planned | CCGT | conventional | no | Vandellòs i l'Hospitalet de l'Infant | 40.9596 | 0.8692 | no |  | EOSs [100%]
Spain | ES-28-1 | ES-28 | Aceca power station | 3 | fossil gas |  | operating | no | 392 | 2005 | not planned | CCGT | conventional | no | Villaseca de la Sagra | 39.9442 | -3.8558 | no |  | Iberdrola [100%]
Spain | ES-28-2 | ES-28 | Aceca power station | 4 | fossil gas |  | operating | no | 373 | 2006 | not planned | CCGT | conventional | no | Villaseca de la Sagra | 39.9427 | -3.8548 | no |  | Naturgy [100%]
Spain | ES-29-1 | ES-29 | Bahía de Bizkaia power station | 1 | fossil gas |  | operating | no | 785 | 2003 | not planned | CCGT | chp | no | Zierbena | 43.359 | -3.0921 | no |  | BP [75%] ; Ente Vasco de la Energía [25%]
Spain | ES-30-1 | ES-30 | Álabe Villarrubia power station | 1 | fossil gas |  | operating | no | 25 | 1996 | not planned | CCGT | chp | no | Villarrubia de Santiago | 39.9856 | -3.369 | yes |  | FMC [100%]
Spain | ES-31-1 | ES-31 | Barcelona Cartonboard power station | 1 | fossil gas |  | operating | no | 46 | 1998 | not planned | CCGT | chp | no | Castellbisbal | 41.4642 | 1.9557 | yes |  | Reno De Medici [100%]
Spain | ES-32-1 | ES-32 | Bioetanol Galicia power station | 1 | fossil gas |  | operating | no | 25 | 2003 | not planned | CCGT | chp | no | Teixeiro | 43.1562 | -8.0233 | yes |  | Abengoa [100%]
Spain | ES-33-1 | ES-33 | Cartagena Refinery power station | 1 | fossil gas |  | operating | no | 95 | 2002 | not planned | CCGT | chp | no | Cartegena | 37.7043 | -1.0999 | yes |  | Iberdrola [100%]
Spain | ES-34-1 | ES-34 | Castellon Refinery power station | 1 | fossil gas |  | operating | no | 26 | 2008 | not planned | CCGT | chp | no | Castellon | 39.9591 | -0.0016 | yes |  | BP [100%]
Spain | ES-35-1 | ES-35 | Duenas Mill power station | 1 | fossil gas |  | operating | no | 50 | 2010 | not planned | CCGT | chp | no | Duenas | 41.8395 | -4.5601 | yes |  | DS Smith [100%]
Spain | ES-36-1 | ES-36 | Ecocarburantes Españoles power station | 1 | fossil gas |  | operating | no | 22 | unknown | not planned | CCGT | chp | no | Casa San Antonio | 37.5805 | -0.9233 | yes |  | Abengoa [100%]
Spain | ES-37-1 | ES-37 | Enercrisa power station | 1 | fossil gas |  | operating | no | 20 | 2009 | not planned | CCGT | chp | no | Cerezo de Rio Tiron | 42.4838 | -3.1508 | yes |  | Iberdrola [50%]
Spain | ES-38-1 | ES-38 | Figuruelas power station | 1 | fossil gas |  | operating | no | 21 | 1994 | not planned | CCGT | chp | no | Figueruelas | 41.752 | -1.1802 | yes |  | IDAE [100%]
Spain | ES-39-1 | ES-39 | Peninsular de Cogeneracion 1 power station | 1 | fossil gas |  | operating | no | 39 | 2001 | not planned | CCGT | chp | no | Fuenlabrada | 40.269 | -3.7706 | yes |  | Iberdrola [50%] ; International Paper Company [50%]
Spain | ES-40-1 | ES-40 | Gemasa power station | 1 | fossil gas |  | operating | no | 27 | 1997 | not planned | CCGT | chp | no | Huelva | 37.1841 | -6.9039 | yes |  | Mubadala Investment Company [100%]
Spain | ES-41-1 | ES-41 | Genfibre cogeneration power station | 1 | fossil gas |  | mothballed | no | 49 | 2000 | not planned | CCGT | chp | no | Miranda de Ebro | 42.6809 | -2.9261 | yes |  | Praedium Capital Partners SL [100%]
Spain | ES-42-1 | ES-42 | Hernani Mill power station | 1 | fossil gas |  | operating | no | 50 | 2008 | not planned | CCGT | chp | no | Hernani | 43.2584 | -1.9678 | yes |  | Iberpapel [100%]
Spain | ES-43-1 | ES-43 | Losan Pina power station | 1 | fossil gas |  | operating | no | 23 | 2003 | not planned | CCGT | chp | no | Fuentes | 39.9952 | -2.0403 | yes |  | Grupo Losan [100%]
Spain | ES-44-1 | ES-44 | Losan Talosa power station | 1 | fossil gas |  | operating | no | 23 | 2018 | not planned | CCGT | chp | no | Soria | 41.7831 | -2.5115 | yes |  | Losán [100%]
Spain | ES-45-1 | ES-45 | Martorell Seat power station | 1 | fossil gas |  | operating | no | 23 | 2012 | not planned | CCGT | chp | no | Martorell | 41.4961 | 1.9013 | yes |  | Volkswagen [100%]
Spain | ES-46-1 | ES-46 | Michelin Aranda power station | 1 | fossil gas |  | operating | no | 32 | 2002 | not planned | CCGT | chp | no | Aranda de Duero | 41.6629 | -3.71 | yes |  | Iberdrola [100%]
Spain | ES-47-1 | ES-47 | Michelin Valladolid power station | 1 | fossil gas |  | operating | no | 46 | 2001 | not planned | CCGT | chp | no | Valladolid | 41.6753 | -4.7161 | yes |  | Iberdrola [100%]
Spain | ES-48-1 | ES-48 | Motril Mill power station | 1 | fossil gas |  | operating | no | 49 | 2001 | not planned | CCGT | chp | no | Motril | 36.7316 | -3.5424 | yes |  | Lecta [100%]
Spain | ES-49-1 | ES-49 | Navia (Prat) power station | 1 | fossil gas |  | operating | no | 24 | 1995 | not planned | CCGT | chp | no | Anleo | 43.5054 | -6.6944 | yes |  | Industrias Lacteas Asturianas [100%]
Spain | ES-50-1 | ES-50 | Michelin Vitoria power station | 1 | fossil gas |  | operating | no | 47 | 2001 | not planned | CCGT | chp | no | Vitoria-Gasteiz | 42.8667 | -2.6717 | yes |  | Iberdrola [100%]
Spain | ES-51-1 | ES-51 | Peninsular de Cogeneracion 2 power station | 2 | fossil gas |  | operating | no | 31 | 2010 | not planned | CCGT | chp | no | Madrid | 40.2709 | -3.7681 | yes |  | Iberdrola [50%]
Spain | ES-52-1 | ES-52 | Pobla De Claramunt power station | 1 | fossil gas |  | operating | no | 33 | 2008 | not planned | CCGT | chp | no | La Pobla de Claramunt | 41.5519 | 1.6855 | yes |  | Unión Industrial Papelera [100%]
Spain | ES-53-1 | ES-53 | Refineria La Rabida power station | II | fossil gas |  | operating | no | 49 | 2010 | not planned | CCGT | chp | no | Palos de la Frontera | 37.1857 | -6.9008 | yes |  | Mubadala Investment Company [100%]
Spain | ES-53-2 | ES-53 | Refineria La Rabida power station | I | fossil gas |  | operating | no | 50 | 1990 | not planned | ST | chp | no | Palos de la Frontera | 37.1857 | -6.9008 | yes |  | Mubadala Investment Company [100%]
Spain | ES-54-1 | ES-54 | Repsol Cartagena Refinery power station | CHP1 | fossil gas |  | operating | no | 42 | unknown | not planned | CCGT | chp | no | Cartagena | 37.5751 | -0.92928 | yes |  | Repsol [100%]
Spain | ES-54-2 | ES-54 | Repsol Cartagena Refinery power station | CHP2 | fossil gas |  | operating | no | 45 | 2011 | not planned | CCGT | chp | no | Cartagena | 37.5751 | -0.92928 | yes |  | Repsol [100%]
Spain | ES-55-1 | ES-55 | Rosello Mill power station | 1 | fossil gas |  | operating | no | 25 | 1998 | 2025 | OCGT | conventional | no | Roselló | 41.6942 | 0.59499 | yes |  | ALIER [100%]
Spain | ES-56-1 | ES-56 | SAICA Mill Zaragoza power station | 1 | fossil gas |  | operating | no | 50 | 2006 | not planned | CCGT | chp | no | El Burgo de Ebro | 41.6734 | -0.87044 | yes |  | Saica [100%]
Spain | ES-56-2 | ES-56 | SAICA Mill Zaragoza power station | 2 | fossil gas |  | operating | no | 50 | unknown | not planned | CCGT | chp | no | El Burgo de Ebro | 41.6734 | -0.87044 | yes |  | Saica [100%]
Spain | ES-56-3 | ES-56 | SAICA Mill Zaragoza power station | 3 | fossil gas |  | operating | no | 50 | 2006 | not planned | CCGT | chp | no | El Burgo de Ebro | 41.6734 | -0.87044 | yes |  | Saica [100%]
Spain | ES-57-1 | ES-57 | Sant Joan Mill power station | CC | fossil gas |  | operating | no | 25 | 2011 | not planned | CCGT | conventional | no | Sant Joan les Fonts | 42.215 | 2.5151 | yes |  | Lecta [100%]
Spain | ES-58-1 | ES-58 | Smurfit Mengíbar power station | 1 | fossil gas |  | operating | no | 26 | 2009 | not planned | CCGT | chp | no | Mengíbar | 37.9812 | -3.7934 | yes |  | Smurfit Kappa Group [100%]
Spain | ES-59-1 | ES-59 | Solvay Torrelavega power station | 1 | fossil gas |  | operating | no | 42 | 2001 | not planned | CCGT | chp | no | Barreda | 43.3766 | -4.0447 | yes |  | Solvay [100%]
Spain | ES-60-1 | ES-60 | Tortosa Energia power station | 1 | fossil gas |  | operating | no | 50 | 2011 | not planned | CCGT | conventional | no | Tortosa | 40.7702 | 0.53888 | yes |  | Cogeneration ENERGIA ESPAÑA S.L. [100%]
Spain | ES-61-1 | ES-61 | Zaragoza Mill power station | 1 | fossil gas |  | operating | no | 43 | 2011 | not planned | CCGT | chp | no | Zaragoza | 41.6936 | -0.82553 | yes |  | Lecta [100%]
Spain | ES-62-1 | ES-62 | Alcúdia power station | GT1 | fossil gas |  | operating | yes | 38 | 1989 | 2040 | OCGT | conventional | no | Alcúdia | 39.8107 | 3.0914 | no |  | Enel [100%]
Spain | ES-62-2 | ES-62 | Alcúdia power station | GT2 | fossil gas |  | operating | yes | 38 | 1989 | 2040 | OCGT | conventional | no | Alcúdia | 39.8107 | 3.0914 | no |  | Enel [100%]
Spain | ES-63-1 | ES-63 | Barranco de Tirajana power station | 1 | fossil gas |  | operating | yes | 80 | 1995 | 2040 | ST | chp | no | Matorral | 27.804 | -15.4359 | no |  | Enel [100%]
Spain | ES-63-2 | ES-63 | Barranco de Tirajana power station | 2 | fossil gas |  | operating | yes | 80 | 1996 | 2040 | ST | chp | no | Matorral | 27.804 | -15.4359 | no |  | Enel [100%]
Spain | ES-63-3 | ES-63 | Barranco de Tirajana power station | 3 | fossil gas |  | operating | yes | 38 | 1992 | 2040 | OCGT | chp | no | Matorral | 27.804 | -15.4359 | no |  | Enel [100%]
Spain | ES-63-4 | ES-63 | Barranco de Tirajana power station | 4 | fossil gas |  | operating | yes | 38 | 1995 | 2040 | OCGT | chp | no | Matorral | 27.804 | -15.4359 | no |  | Enel [100%]
Spain | ES-63-5 | ES-63 | Barranco de Tirajana power station | 5 | fossil gas |  | operating | yes | 226 | 2003 | 2040 | CCGT | chp | no | Matorral | 27.804 | -15.4359 | no |  | Enel [100%]
Spain | ES-63-6 | ES-63 | Barranco de Tirajana power station | 6 | fossil gas |  | operating | yes | 236 | 2007 | 2040 | CCGT | chp | no | Matorral | 27.804 | -15.4359 | no |  | Enel [100%]
Spain | ES-64-1 | ES-64 | Ca's Tresorer power station | CC I | fossil gas |  | operating | yes | 239 | 2006 | 2040 | CCGT | conventional | no | Palma de Mallorca | 39.5672 | 2.6895 | no |  | Enel [100%]
Spain | ES-64-2 | ES-64 | Ca's Tresorer power station | CC II | fossil gas |  | operating | yes | 236 | 2010 | 2040 | CCGT | conventional | no | Palma de Mallorca | 39.5672 | 2.6895 | no |  | Enel [100%]
Spain | ES-65-1 | ES-65 | Cotesa power station | 1 | fossil gas |  | operating | no | 38 | 1994 | not planned | CCGT | chp | no | Santa Cruz de Tenerife | 28.454 | -16.2781 | yes |  | Mubadala Investment Company [100%]
Spain | ES-67-1 | ES-67 | Son Reus power station | CC I | fossil gas |  | operating | yes | 233 | 2001 | 2040 | CCGT | conventional | no | Palma de Mallorca | 39.6483 | 2.6808 | no |  | Enel [100%]
Spain | ES-67-2 | ES-67 | Son Reus power station | CC II | fossil gas |  | operating | yes | 225 | 2002 | 2040 | CCGT | conventional | no | Palma de Mallorca | 39.6483 | 2.6808 | no |  | Enel [100%]
Spain | ES-68-1 | ES-68 | Vila Ibiza power station | TG5 | fossil gas |  | operating | yes | 25 | 2008 | 2040 | OCGT | chp | no | Ibiza | 38.9121 | 1.4267 | no |  | Enel [100%]
Spain | ES-68-2 | ES-68 | Vila Ibiza power station | TG6 | fossil gas |  | operating | yes | 50 | 2009 | 2040 | OCGT | chp | no | Ibiza | 38.9121 | 1.4267 | no |  | Enel [100%]
Spain | ES-68-3 | ES-68 | Vila Ibiza power station | TG7 | fossil gas |  | operating | yes | 50 | 2013 | 2040 | OCGT | chp | no | Ibiza | 38.9121 | 1.4267 | no |  | Enel [100%]
Spain | ES-68-4 | ES-68 | Vila Ibiza power station | TG1 | fossil gas |  | mothballed | no | 25 | 1998 | not planned | OCGT | chp | no | Ibiza | 38.9121 | 1.4267 | no |  | Enel [100%]
Spain | ES-68-5 | ES-68 | Vila Ibiza power station | TG2 | fossil gas |  | mothballed | no | 14 | 2000 | not planned | OCGT | chp | no | Ibiza | 38.9121 | 1.4267 | no |  | Enel [100%]
Spain | ES-68-6 | ES-68 | Vila Ibiza power station | TG3 | fossil gas |  | mothballed | no | 24 | 2003 | not planned | OCGT | chp | no | Ibiza | 38.9121 | 1.4267 | no |  | Enel [100%]
Spain | ES-68-7 | ES-68 | Vila Ibiza power station | TG4 | fossil gas |  | mothballed | no | 25 | 2005 | not planned | OCGT | chp | no | Ibiza | 38.9121 | 1.4267 | no |  | Enel [100%]
Spain | ES-69-1 | ES-69 | Abono power station | 2 | fossil gas | hydrogen | operating | no | 494 | 2025 | not planned | not found | not found | yes | Carreño | 43.5527 | -5.7235 | no |  | Corporación Masaveu [50%] ; EDP [50%]
Spain | ES-70-1 | ES-70 | Castejon power station Iberdrola | 2 | fossil gas |  | operating | no | 386 | 2003 | not planned | CCGT | conventional | no | Castejon | 42.1712 | -1.6791 | no |  | Iberdrola [100%]
Spain | ES-71-1 | ES-71 | Villarrobledo power station | 1 | fossil gas |  | operating | no | 18 | 1995 | not planned | CCGT | chp | no | Villarrobledo | 39.2825 | -2.5909 | yes |  | Iberdrola [100%]
Spain | ES-72-1 | ES-72 | San Roque Refinery power station | GEGSA I | fossil gas |  | operating | no | 37 | unknown | not planned | not found | chp | no | Cadiz | 36.1888 | -5.3882 | yes |  | Mubadala Investment Company [100%]
Spain | ES-72-2 | ES-72 | San Roque Refinery power station | GEGSA II | fossil gas |  | operating | no | 37 | unknown | not planned | not found | chp | no | Cadiz | 36.1888 | -5.3882 | yes |  | Mubadala Investment Company [100%]
Spain | ES-72-3 | ES-72 | San Roque Refinery power station | GETESA | fossil gas |  | operating | no | 41 | unknown | not planned | not found | chp | no | Cadiz | 36.1888 | -5.3882 | yes |  | Mubadala Investment Company [100%]
Spain | ES-72-4 | ES-72 | San Roque Refinery power station | LUBRISUR | fossil gas |  | operating | no | 39 | 2011 | not planned | not found | chp | no | Cadiz | 36.1888 | -5.3882 | yes |  | Mubadala Investment Company [100%]
Spain | ES-73-1 | ES-73 | FINSA CELLA power station | II | fossil gas |  | operating | no | 25 | 1997 | not planned | CCGT | chp | no | Cella | 40.4568 | -1.248 | yes |  | FINSA [100%]
Spain | ES-74-1 | ES-74 | Las palmas LNG power station | 1 | fossil gas | hydrogen | announced | no | 70 | unknown | not planned | CCGT | not found | no | Las Palmas de Gran Canaria | 28.1514 | -15.4061 | no |  | Totisa Holdings [100%]
Sweden | SE-1-1 | SE-1 | Rya Göteborg power station | 1 | fossil gas |  | operating | no | 250 | 2006 | not planned | CCGT | chp | no | Göteborg | 57.6924 | 11.8905 | no |  | Goteborg Energi [100%]
Sweden | SE-2-1 | SE-2 | Heleneholms power station | 1 | fossil gas |  | mothballed | no | 100 | 1986 | not planned | CCGT | chp | no | Heleneholms | 55.578 | 13.0118 | no |  | E.ON [100%]
Sweden | SE-3-1 | SE-3 | Lulea power station | 1 | fossil gas |  | operating | no | 100 | 1982 | not planned | CCGT | chp | no | Lulea | 65.5768 | 22.2126 | no |  | Lulea Kommunforetag [100%]
Sweden | SE-4-1 | SE-4 | Öresund power station | 1 | fossil gas |  | operating | no | 448 | 2009 | not planned | CCGT | chp | no | Malmö | 55.6261 | 13.0404 | no |  | Uniper [100%]
Sweden | SE-5-1 | SE-5 | Göteborg power station | 1 | fossil gas | heavy fuel oil | operating | no | 36 | 1954 | not planned | OCGT | chp | no | Gothenburg | 57.7029 | 11.9546 | no |  | Goteborg Energi [100%]
Switzerland | CH-1-1 | CH-1 | Reserve power station Birr | 1 | fossil gas |  | mothballed | yes | 31 | 2023 | 2026 | OCGT | conventional | no | Birr | 47.4373 | 8.2147 | no |  | General Electric [100%]
Switzerland | CH-1-2 | CH-1 | Reserve power station Birr | 2 | fossil gas |  | mothballed | yes | 31 | 2023 | 2026 | OCGT | conventional | no | Birr | 47.4373 | 8.2147 | no |  | General Electric [100%]
Switzerland | CH-1-3 | CH-1 | Reserve power station Birr | 3 | fossil gas |  | mothballed | yes | 31 | 2023 | 2026 | OCGT | conventional | no | Birr | 47.4373 | 8.2147 | no |  | General Electric [100%]
Switzerland | CH-1-4 | CH-1 | Reserve power station Birr | 4 | fossil gas |  | mothballed | yes | 31 | 2023 | 2026 | OCGT | conventional | no | Birr | 47.4373 | 8.2147 | no |  | General Electric [100%]
Switzerland | CH-1-5 | CH-1 | Reserve power station Birr | 5 | fossil gas |  | mothballed | yes | 31 | 2023 | 2026 | OCGT | conventional | no | Birr | 47.4373 | 8.2147 | no |  | General Electric [100%]
Switzerland | CH-1-6 | CH-1 | Reserve power station Birr | 6 | fossil gas |  | mothballed | yes | 31 | 2023 | 2026 | OCGT | conventional | no | Birr | 47.4373 | 8.2147 | no |  | General Electric [100%]
Switzerland | CH-1-7 | CH-1 | Reserve power station Birr | 7 | fossil gas |  | mothballed | yes | 31 | 2023 | 2026 | OCGT | conventional | no | Birr | 47.4373 | 8.2147 | no |  | General Electric [100%]
Switzerland | CH-1-8 | CH-1 | Reserve power station Birr | 8 | fossil gas |  | mothballed | yes | 31 | 2023 | 2026 | OCGT | conventional | no | Birr | 47.4373 | 8.2147 | no |  | General Electric [100%]
Switzerland | CH-2-1 | CH-2 | Monthey power station | 1 | fossil gas |  | mothballed | no | 50 | 2009 | not planned | CCGT | chp | no | Monthey | 46.2542 | 6.962 | yes |  | BASF [100%]
Switzerland | CH-3-1 | CH-3 | Cornaux power station | 1 | fossil gas | extra light fuel oil | mothballed | no | 36 | 1988 | not planned | CCGT | chp | no | Cornaux | 47.0387 | 7.0423 | no |  | Group E [100%]
Türkiye | TR-1-1 | TR-1 | Adana power station | 1 | fossil gas |  | operating | no | 131 | 2001 | not planned | CCGT | chp | no | Yolgeçen | 36.9881 | 35.2041 | yes |  | Hacı Ömer Sabancı. [100%]
Türkiye | TR-2-1 | TR-2 | Aksa Akrilik power station | 1 | fossil gas |  | operating | no | 45 | unknown | not planned | CCGT | chp | no | Çiftlikköy | 40.6893 | 29.4049 | no |  | Aksa Akrilik Kimya Sanayii [100%]
Türkiye | TR-3-2 | TR-3 | Aksa Antalya power station | 2 | fossil gas |  | operating | no | 900 | 2011 | not planned | CCGT | conventional | no | Selimiye | 37.1203 | 30.6016 | no |  | Kazancı [100%]
Türkiye | TR-4-1 | TR-4 | Aliaga Alosbi power station | CC1 | fossil gas |  | operating | no | 68 | 2007 | not planned | ICCC | chp | no | Aliaga | 38.8147 | 27.0644 | no |  | Cakmaktepe Energy [100%]
Türkiye | TR-4-2 | TR-4 | Aliaga Alosbi power station | CC2 | fossil gas |  | operating | no | 270 | 2007 | not planned | ICCC | chp | no | Aliaga | 38.8147 | 27.0644 | no |  | Cakmaktepe Energy [100%]
Türkiye | TR-5-1 | TR-5 | Aliaga Energy power station | 1 | fossil gas |  | operating | no | 870 | 2018 | not planned | CCGT | not found | no | Bozköy | 38.7422 | 26.9431 | no |  | Habaş Enerji [100%]
Türkiye | TR-6-1 | TR-6 | Aliaga EUAS power station | CC | fossil gas |  | operating | no | 180 | 2009 | not planned | CCGT | chp | no | Aliaga | 38.7987 | 26.945 | no |  | Elektrik Üretim [100%]
Türkiye | TR-7-1 | TR-7 | Aliaga Habas power station | 1 | fossil gas |  | operating | no | 240 | 2004 | not planned | CCGT | chp | no | Bozköy | 38.7422 | 26.9431 | no |  | Habaş Enerji [100%]
Türkiye | TR-7-2 | TR-7 | Aliaga Habas power station | CHP | fossil gas |  | operating | no | 54 | 2002 | not planned | OCGT | chp | no | Bozköy | 38.7422 | 26.9431 | no |  | Habaş Enerji [100%]
Türkiye | TR-8-1 | TR-8 | Ambarlı A power station | 1 | fossil gas |  | operating | no | 451 | 1988 | not planned | CCGT | not found | no | Ambarlı | 40.9834 | 28.6921 | no |  | Elektrik Üretim [100%]
Türkiye | TR-8-2 | TR-8 | Ambarlı A power station | 2 | fossil gas |  | operating | no | 451 | 1988 | not planned | CCGT | not found | no | Ambarlı | 40.9834 | 28.6921 | no |  | Elektrik Üretim [100%]
Türkiye | TR-8-3 | TR-8 | Ambarlı A power station | 3 | fossil gas |  | operating | no | 451 | 1988 | not planned | CCGT | not found | no | Ambarlı | 40.9834 | 28.6921 | no |  | Elektrik Üretim [100%]
Türkiye | TR-9-1 | TR-9 | Ambarlı B power station | 1 | fossil gas |  | operating | no | 816 | 2013 | not planned | CCGT | not found | no | Yakuplu | 40.9793 | 28.6994 | no |  | Elektrik Üretim [100%]
Türkiye | TR-10-1 | TR-10 | Bandırma power station | 1 | fossil gas |  | operating | no | 936 | 2010 | not planned | CCGT | not found | no | Bandirma | 40.3083 | 27.7686 | no |  | Enerjisa Energy. [100%]
Türkiye | TR-10-2 | TR-10 | Bandırma power station | 2 | fossil gas |  | operating | no | 607 | 2016 | not planned | CCGT | not found | no | Bandirma | 40.3083 | 27.7686 | no |  | Enerjisa Energy. [100%]
Türkiye | TR-11-1 | TR-11 | Baymina Ankara power station | 1 | fossil gas |  | operating | no | 770 | 2004 | not planned | CCGT | not found | no | Malıköy | 39.7773 | 32.4022 | no |  | Palmet Enerji [100%]
Türkiye | TR-12-1 | TR-12 | Bilecik power station | CC1 | fossil gas |  | operating | no | 143 | unknown | not planned | CCGT | chp | no | Pazaryeri | 40.0043 | 29.9223 | no |  | Yıldızlar SSS [100%]
Türkiye | TR-13-1 | TR-13 | Bilgin Samsun gas power station | 1 | fossil gas |  | operating | no | 445 | 2013 | not planned | CCGT | not found | no | Tekkeköy | 41.1454 | 37.1564 | no |  | Bilgin Enerji [100%]
Türkiye | TR-13-2 | TR-13 | Bilgin Samsun gas power station | 2 | fossil gas |  | operating | no | 445 | 2013 | not planned | CCGT | not found | no | Tekkeköy | 41.1454 | 37.1564 | no |  | Bilgin Enerji [100%]
Türkiye | TR-14-1 | TR-14 | Bilkent University power station | CC | fossil gas |  | operating | no | 37 | 1993 | not planned | CCGT | chp | no | Cankaya | 39.8666 | 32.7563 | no |  | Bilkent [100%]
Türkiye | TR-15-1 | TR-15 | Bosen Bursa power station | 1 | fossil gas |  | operating | no | 79 | 2000 | not planned | CCGT | not found | no | Nilüfer | 40.2377 | 28.9534 | no |  | Bosen Energy Electricity Generation [100%]
Türkiye | TR-15-2 | TR-15 | Bosen Bursa power station | 2 | fossil gas |  | operating | no | 64 | 2006 | not planned | CCGT | not found | no | Nilüfer | 40.2377 | 28.9534 | no |  | Bosen Energy Electricity Generation [100%]
Türkiye | TR-15-3 | TR-15 | Bosen Bursa power station | 3 | fossil gas |  | operating | no | 120 | 2011 | not planned | CCGT | not found | no | Nilüfer | 40.2377 | 28.9534 | no |  | Bosen Energy Electricity Generation [100%]
Türkiye | TR-16-1 | TR-16 | Bozüyük power station | 1 | fossil gas |  | mothballed | no | 132 | 1997 | not planned | not found | not found | no | Bilecik | 40.1515 | 29.9818 | no |  | Akenerji Elektrik Üretim [100%]
Türkiye | TR-17-1 | TR-17 | Bursa - Bis Energi power station | 1 | fossil gas |  | mothballed | no | 180 | 1999 | not planned | CCGT | chp | no | Nilüfer | 40.2394 | 28.9518 | yes |  | SGM Enerji Sanayi ve Ticaret [100%]
Türkiye | TR-17-2 | TR-17 | Bursa - Bis Energi power station | 2 | fossil gas |  | mothballed | no | 183 | 2008 | not planned | CCGT | chp | no | Nilüfer | 40.2394 | 28.9518 | yes |  | SGM Enerji Sanayi ve Ticaret [100%]
Türkiye | TR-17-3 | TR-17 | Bursa - Bis Energi power station | 3 | fossil gas |  | mothballed | no | 124 | 2013 | not planned | CCGT | chp | no | Nilüfer | 40.2394 | 28.9518 | yes |  | SGM Enerji Sanayi ve Ticaret [100%]
Türkiye | TR-18-1 | TR-18 | Bursa B power station | 1 | fossil gas |  | operating | no | 716 | 1998 | not planned | CCGT | not found | no | Alaşarköy | 40.2952 | 29.0736 | no |  | Elektrik Üretim [100%]
Türkiye | TR-18-2 | TR-18 | Bursa B power station | 2 | fossil gas |  | operating | no | 716 | 1999 | not planned | CCGT | not found | no | Alaşarköy | 40.2952 | 29.0736 | no |  | Elektrik Üretim [100%]
Türkiye | TR-19-1 | TR-19 | Cay power station | CC2 | fossil gas |  | operating | no | 143 | unknown | not planned | CCGT | chp | no | Cay | 38.5939 | 31.0434 | no |  | Yıldızlar SSS [100%]
Türkiye | TR-20-1 | TR-20 | Cengiz Enerji Samsun power station | 2B | fossil gas |  | operating | no | 239 | 2010 | not planned | CCGT | not found | no | Tekkeköy | 41.2393 | 36.4799 | no |  | Cengiz [100%]
Türkiye | TR-20-2 | TR-20 | Cengiz Enerji Samsun power station | 3 | fossil gas |  | operating | no | 610 | 2014 | not planned | CCGT | not found | no | Tekkeköy | 41.2393 | 36.4799 | no |  | Cengiz [100%]
Türkiye | TR-21-1 | TR-21 | Cerkezkoy Ugur power station | 1 | fossil gas |  | operating | no | 60 | 2010 | not planned | CCGT | not found | no | Karaağaç | 41.2927 | 27.9563 | no |  | Uğur Enerji Üretim Ticaret ve Sanayi [100%]
Türkiye | TR-22-1 | TR-22 | Cigli Ataer power station | 1 | fossil gas |  | operating | no | 125 | 2010 | not planned | CCGT | not found | no | Atatürk | 38.4763 | 27.0286 | no |  | Ataer Enerji Elek Uretim [100%]
Türkiye | TR-23-1 | TR-23 | Cine Ales power station | 1 | fossil gas |  | operating | no | 63 | 2012 | not planned | CCGT | chp | no | Yürükler | 37.637 | 27.9748 | no |  | Palmet Enerji [100%]
Türkiye | TR-24-1 | TR-24 | Corlu CHP power station | CC | fossil gas |  | mothballed | no | 56 | 2007 | not planned | CCGT | chp | no | Corlu | 41.138 | 27.8653 | no |  | Can [100%]
Türkiye | TR-25-1 | TR-25 | Delta Enerji power station | 1 | fossil gas |  | operating | no | 61 | 2009 | not planned | CCGT | not found | no | Buyukkaristiren | 41.2915 | 27.5613 | no |  | Palmet Enerji [100%]
Türkiye | TR-26-1 | TR-26 | Denizli Honaz power station | 1 | fossil gas |  | operating | no | 63 | 2013 | not planned | CCGT | not found | no | Gürleyik | 37.809 | 29.2577 | no |  | Acarsoy Enerji [100%]
Türkiye | TR-27-1 | TR-27 | Denizli Saraykoy power station | 1 | fossil gas |  | operating | no | 206 | 2013 | not planned | CCGT | not found | no | Sarayköy | 37.9136 | 28.9048 | no |  | AGE Group [100%]
Türkiye | TR-28-1 | TR-28 | Enka Adapazarı power station | 1 | fossil gas |  | operating | no | 820 | 2002 | not planned | CCGT | not found | no | Taşkısığı | 40.866 | 30.3873 | no |  | Enka Elektrik [100%]
Türkiye | TR-29-1 | TR-29 | Enka Gebze power station | 1 | fossil gas |  | operating | no | 800 | 2002 | not planned | CCGT | not found | no | Taşkısığı | 40.8671 | 30.3876 | no |  | Enka Elektrik [100%]
Türkiye | TR-29-2 | TR-29 | Enka Gebze power station | 2 | fossil gas |  | operating | no | 800 | 2002 | not planned | CCGT | not found | no | Taşkısığı | 40.8671 | 30.3876 | no |  | Enka Elektrik [100%]
Türkiye | TR-30-1 | TR-30 | Enka İzmir power station | 1 | fossil gas |  | operating | no | 790 | 2003 | not planned | CCGT | not found | no | Horozgediği | 38.7467 | 26.9563 | no |  | Enka Elektrik [100%]
Türkiye | TR-30-2 | TR-30 | Enka İzmir power station | 2 | fossil gas |  | operating | no | 790 | 2003 | not planned | CCGT | not found | no | Horozgediği | 38.7467 | 26.9563 | no |  | Enka Elektrik [100%]
Türkiye | TR-31-1 | TR-31 | Erzin power station | 1 | fossil gas |  | operating | no | 904 | 2014 | not planned | CCGT | not found | no | Aşağıburnaz | 36.9271 | 36.0534 | no |  | Akenerji Elektrik Üretim [100%]
Türkiye | TR-32-1 | TR-32 | Esenyurt power station | 1 | fossil gas |  | operating | no | 180 | 1999 | not planned | CCGT | chp | no | Esenyurt | 41.0652 | 28.6682 | no |  | Elektrik Üretim [100%]
Türkiye | TR-33-1 | TR-33 | Eskisehir Endustriyel power station | 1 | fossil gas |  | operating | no | 37 | 1998 | not planned | CCGT | not found | no | Odunpazarı | 39.7566 | 30.6222 | yes |  | Eskişehir Endüstriyel Enerji [100%]
Türkiye | TR-33-2 | TR-33 | Eskisehir Endustriyel power station | 2 | fossil gas |  | operating | no | 19 | 2001 | not planned | ST | not found | no | Odunpazarı | 39.7566 | 30.6222 | yes |  | Eskişehir Endüstriyel Enerji [100%]
Türkiye | TR-34-1 | TR-34 | Gaziantip Industrial power station | GT1 | fossil gas |  | mothballed | no | 110 | 2010 | not planned | CCGT | not found | no | Baglabarsi | 36.9957 | 37.3841 | yes |  | Gaziantep Organize Sanayi Bolgesi [100%]
Türkiye | TR-35-1 | TR-35 | Gebze Dilovasi power station | 1 | fossil gas |  | operating | no | 253 | 2017 | not planned | CCGT | not found | no | Dilovası | 40.8015 | 29.5518 | yes |  | Çolakoğlu Metalürji [100%]
Türkiye | TR-36-1 | TR-36 | Gebze Yeni power station | 1 | fossil gas |  | operating | no | 865 | 2013 | not planned | CCGT | conventional | no | Dilovası | 40.8165 | 29.5732 | no |  | Unit Investment [100%]
Türkiye | TR-37-1 | TR-37 | Gediz power station | CC | fossil gas |  | operating | no | 57 | 2013 | not planned | CCGT | chp | no | Gediz | 38.9652 | 29.3653 | no |  | HG Enerji [100%]
Türkiye | TR-38-1 | TR-38 | Hamitabat power station | 1 | fossil gas |  | operating | no | 610 | 2017 | not planned | CCGT | not found | no | Tatarköy | 41.4827 | 27.3366 | no |  | Limak Energy [100%]
Türkiye | TR-38-2 | TR-38 | Hamitabat power station | 2 | fossil gas |  | operating | no | 610 | 2017 | not planned | CCGT | not found | no | Tatarköy | 41.4827 | 27.3366 | no |  | Limak Energy [100%]
Türkiye | TR-39-1 | TR-39 | Hereke Cement Works power station | 1 | fossil gas |  | mothballed | no | 38 | 1999 | not planned | CCGT | chp | no | Hereke | 40.782 | 29.6025 | yes |  | Nuh Çimento Sanayi. [100%]
Türkiye | TR-39-2 | TR-39 | Hereke Cement Works power station | 2-1 | fossil gas |  | mothballed | no | 60 | 2005 | not planned | CCGT | chp | no | Hereke | 40.782 | 29.6025 | yes |  | Nuh Çimento Sanayi. [100%]
Türkiye | TR-39-3 | TR-39 | Hereke Cement Works power station | 2-2 | fossil gas |  | mothballed | no | 60 | 2009 | not planned | CCGT | chp | no | Hereke | 40.782 | 29.6025 | yes |  | Nuh Çimento Sanayi. [100%]
Türkiye | TR-40-1 | TR-40 | İç Anadolu power station | 1 | fossil gas |  | operating | no | 870 | 2016 | not planned | CCGT | not found | no | Doğanay | 39.7575 | 33.448 | no |  | SOCAR [100%]
Türkiye | TR-41-1 | TR-41 | Izmir Cement Factory power station | CC | fossil gas |  | operating | no | 45 | 2011 | not planned | CCGT | chp | no | Izmir | 38.4267 | 27.2169 | yes |  | Baticim [100%]
Türkiye | TR-42-1 | TR-42 | Izmir Refinery power station | GT1 | fossil gas |  | operating | no | 56 | 2007 | not planned | OCGT | chp | no | Kocaeli | 40.7633 | 29.7624 | yes |  | Koç [100%]
Türkiye | TR-42-2 | TR-42 | Izmir Refinery power station | GT2 | fossil gas |  | operating | no | 26 | 2011 | not planned | OCGT | chp | no | Kocaeli | 40.7633 | 29.7624 | yes |  | Koç [100%]
Türkiye | TR-43-1 | TR-43 | Izmit Refinery power station | CC | fossil gas |  | operating | no | 120 | 2014 | not planned | CCGT | chp | no | Izmit | 40.7477 | 29.7717 | yes |  | Koç [100%]
Türkiye | TR-44-1 | TR-44 | İzmit-Köseköy power station | 1 | fossil gas |  | operating | no | 157 | 2009 | not planned | CCGT | chp | no | İzmit | 40.773 | 29.947 | no |  | Koç [100%]
Türkiye | TR-45-1 | TR-45 | Karadeniz Ereğli Zonguldak power station | 1 | fossil gas |  | operating | no | 191 | 1996 | not planned | CCGT | chp | no | Ereğli | 41.2615 | 31.4201 | yes |  | Erdemir [100%]
Türkiye | TR-46-1 | TR-46 | Kazan Soda Elektrik power station | 1 | fossil gas |  | operating | no | 380 | 2018 | not planned | CCGT | chp | no | İncirlik | 40.1049 | 32.5012 | yes |  | Ciner Group [100%]
Türkiye | TR-47-1 | TR-47 | Kentsa power station | CC | fossil gas |  | operating | no | 40 | 1997 | not planned | CCGT | chp | no | Izmit | 40.764 | 29.9901 | no |  | Hacı Ömer Sabancı. [100%]
Türkiye | TR-48-1 | TR-48 | Kırkgöz power station | 1 | fossil gas |  | operating | no | 33 | 2014 | not planned | OCGT | chp | no | Kırkgöz | 41.2362 | 27.6904 | yes |  | Eren [100%]
Türkiye | TR-48-2 | TR-48 | Kırkgöz power station | 2 | fossil gas |  | operating | no | 33 | 2014 | not planned | OCGT | chp | no | Kırkgöz | 41.2362 | 27.6904 | yes |  | Eren [100%]
Türkiye | TR-48-3 | TR-48 | Kırkgöz power station | 3 | fossil gas |  | operating | no | 34 | 2014 | not planned | OCGT | chp | no | Kırkgöz | 41.2362 | 27.6904 | yes |  | Eren [100%]
Türkiye | TR-49-1 | TR-49 | Kırklareli Alarko power station | 1 | fossil gas |  | operating | no | 82 | 2010 | not planned | CCGT | not found | no | Merkez | 41.7781 | 27.1921 | no |  | Alarko [100%]
Türkiye | TR-50-1 | TR-50 | Kirklareli power station | CC | fossil gas |  | construction | no | 890 | 2025 | not planned | CCGT | not found | no | Kirklareli | 41.7565 | 27.214 | no |  | Enka Elektrik [100%]
Türkiye | TR-51-1 | TR-51 | Kirsehir Kanyon power station | 1 | fossil gas |  | cancelled | not relevant | 600 | not relevant | not relevant | CCGT | not found | no | Kirsehir | 39.1337 | 34.1505 | no |  | Kanyon Yenilenenilir Enerji [100%]
Türkiye | TR-52-1 | TR-52 | Kiyikoy power station | 1 | fossil gas |  | cancelled | not relevant | 1176 | not relevant | not relevant | CCGT | not found | no | Kıyıköy | 41.6386 | 28.0905 | no |  | Zorlu [100%]
Türkiye | TR-53-1 | TR-53 | Luleburgaz Zorlu power station | 1 | fossil gas |  | operating | no | 133 | 2010 | not planned | CCGT | chp | no | Buyukkaristiren | 41.2775 | 27.5882 | yes |  | Zorlu [100%]
Türkiye | TR-54-1 | TR-54 | Manisa OSB cogeneration power station | 1 | fossil gas |  | operating | no | 140 | 2005 | not planned | OCGT | chp | no | Keçiliköy Osb | 38.6169 | 27.3446 | yes |  | MOSB [100%]
Türkiye | TR-55-1 | TR-55 | Marmara Çebi power station | 1 | fossil gas |  | operating | no | 65 | 2003 | not planned | CCGT | not found | no | Üsküdar | 41.0201 | 29.0461 | no |  | Kaptan Group [100%]
Türkiye | TR-56-1 | TR-56 | Marmara Pamuklu power station | IC1 | fossil gas |  | operating | no | 44 | 2005 | not planned | ICCC | chp | no | Balikesir | 39.6167 | 27.8822 | yes |  | Marmara Enerji [100%]
Türkiye | TR-56-2 | TR-56 | Marmara Pamuklu power station | IC2 | fossil gas |  | operating | no | 26 | 2010 | not planned | ICCC | chp | no | Balikesir | 39.6167 | 27.8822 | yes |  | Marmara Enerji [100%]
Türkiye | TR-57-1 | TR-57 | Mersin Camis power station | 1 | fossil gas |  | operating | no | 125 | 2006 | not planned | OCGT | chp | no | Akdeniz | 36.8145 | 34.735 | yes |  | Türkiye İş Bankasi Anonim Şirketi [100%]
Türkiye | TR-57-2 | TR-57 | Mersin Camis power station | 2 | fossil gas |  | operating | no | 125 | 2009 | not planned | OCGT | chp | no | Akdeniz | 36.8145 | 34.735 | yes |  | Türkiye İş Bankasi Anonim Şirketi [100%]
Türkiye | TR-58-1 | TR-58 | Mersin power station | CC | fossil gas |  | operating | no | 65 | 2011 | not planned | CCGT | chp | no | Akdeniz | 36.8681 | 34.7549 | yes |  | Hacı Ömer Sabancı. [100%]
Türkiye | TR-59-1 | TR-59 | Mersin Soda Sanayi power station | CC | fossil gas |  | operating | no | 135 | 2014 | not planned | OCGT | chp | no | Mersin | 36.809 | 34.7059 | yes |  | Şişecam Enerji [100%]
Türkiye | TR-60-1 | TR-60 | Odas power station | CC | fossil gas |  | operating | no | 140 | 2011 | not planned | CCGT | not found | no | Sanliurfa | 37.1951 | 38.8885 | no |  | Mekel Enerji [100%]
Türkiye | TR-61-1 | TR-61 | OSTIM Industrial Zone power station | 1 | fossil gas |  | mothballed | no | 41 | 2004 | not planned | CCGT | chp | no | Yenimahalle | 39.9691 | 32.7488 | yes |  | Aydiner Insaat AS [100%]
Türkiye | TR-62-1 | TR-62 | Pancar power station | IC1-4 | fossil gas |  | operating | no | 40 | 2014 | not planned | ICCC | chp | no | Torbali | 38.2132 | 27.2497 | no |  | Pancar Elektrik [100%]
Türkiye | TR-63-1 | TR-63 | Petkim power station | 1 | fossil gas |  | operating | no | 226 | 2003 | not planned | OCGT | chp | no | Aliaga | 38.8045 | 26.9263 | yes |  | Petkim Petrokimya. [100%]
Türkiye | TR-64-1 | TR-64 | Şanlıurfa OSB power station | 1 | fossil gas |  | operating | no | 147 | 2011 | not planned | CCGT | chp | no | Sanliurfa | 37.1103 | 38.652 | yes |  | Kazancı [100%]
Türkiye | TR-65-1 | TR-65 | Taha power station | 1 | fossil gas |  | operating | no | 136 | 2017 | not planned | CCGT | not found | no | Mardin | 37.3119 | 40.733 | no |  | Egemen Group [100%]
Türkiye | TR-66-1 | TR-66 | Tekirdag CHP power station | CC | fossil gas |  | operating | no | 48 | 2010 | not planned | ICCC | chp | no | Tekirdağ | 41.0006 | 27.5054 | no |  | Can [100%]
Türkiye | TR-67-1 | TR-67 | Tekirdağ power station | A | fossil gas |  | operating | no | 480 | 1999 | not planned | CCGT | not found | no | Tekirdağ | 41.0072 | 27.9736 | no |  | Elektrik Üretim [100%]
Türkiye | TR-67-2 | TR-67 | Tekirdağ power station | B | fossil gas |  | operating | no | 478 | 2000 | not planned | CCGT | not found | no | Tekirdağ | 41.0072 | 27.9736 | no |  | Elektrik Üretim [100%]
Türkiye | TR-68-1 | TR-68 | Tire power station | CC | fossil gas |  | mothballed | no | 58 | 2004 | not planned | ICCC | chp | no | Tire | 38.1248 | 27.7085 | yes |  | Enda Enerji [100%]
Türkiye | TR-70-1 | TR-70 | Turcas Denizli Doğalgaz S. power station | 1 | fossil gas |  | operating | no | 797 | 2013 | not planned | CCGT | not found | no | Kaklık | 37.8504 | 29.4152 | no |  | RWE [70%] ; Turcas Petrol [30%]
Türkiye | TR-71-1 | TR-71 | Usak power station | IC1-4 | fossil gas |  | operating | no | 35 | 1995 | not planned | ICCC | chp | no | Usak | 38.6267 | 29.4751 | no |  | Sonmez Elektrik Uretim Sanayi Vetic [100%]
Türkiye | TR-72-1 | TR-72 | Van CCGE power station | 1 | fossil gas |  | mothballed | no | 115 | 2010 | not planned | ICCC | not found | no | Van | 38.5737 | 43.3119 | no |  | Kazancı [100%]
Türkiye | TR-73-1 | TR-73 | Yahsihan power station | 1 | fossil gas |  | operating | no | 927 | 2017 | not planned | CCGT | not found | no | Kırıkkale | 39.842 | 33.488 | no |  | ACWA Power [90%] ; Samsung [10%]
Türkiye | TR-74-1 | TR-74 | Yesilyurt power station | IC1-12 | fossil gas |  | operating | no | 162 | 2013 | not planned | ICCC | chp | no | Samsun | 41.2363 | 36.4416 | no |  | Yesilyurt Enerji [100%]
Türkiye | TR-74-2 | TR-74 | Yesilyurt power station | IC13-17 | fossil gas |  | operating | no | 72 | 2017 | not planned | ICCC | chp | no | Samsun | 41.2363 | 36.4416 | no |  | Yesilyurt Enerji [100%]
Türkiye | TR-75-1 | TR-75 | Cemdağ Akhisar power station | CC1 | fossil gas |  | operating | no | 89 | 2014 | not planned | CCGT | not found | no | Akhisar | 38.9071 | 27.8388 | no |  | Cemdag Aydinlatma Sanayi Ve Ticaret [100%]
Türkiye | TR-76-1 | TR-76 | Çolakoğlu-1 power station | GT1 | fossil gas |  | operating | no | 123 | 2014 | not planned | OCGT | chp | no | Dilovasi | 40.7774 | 29.5321 | yes |  | Çolakoğlu Metalürji [100%]
Ukraine | UA-1-1 | UA-1 | Severodonetsk CHP power station | 14 | fossil gas | fuel oil | operating | no | 50 | 1966 | not planned | ST | chp | no | Severodonetsk | 48.9374 | 38.4532 | no |  | Naftogaz NJSC [100%]
Ukraine | UA-1-2 | UA-1 | Severodonetsk CHP power station | 13 | fossil gas | fuel oil | mothballed | no | 110 | 1966 | not planned | ST | chp | no | Severodonetsk | 48.9374 | 38.4532 | no |  | Naftogaz NJSC [100%]
Ukraine | UA-1-3 | UA-1 | Severodonetsk CHP power station | 12 | fossil gas | fuel oil | mothballed | no | 110 | 1963 | not planned | ST | chp | no | Severodonetsk | 48.9374 | 38.4532 | no |  | Naftogaz NJSC [100%]
Ukraine | UA-2-1 | UA-2 | Vuhlehirska TPP power station | 7 | fossil gas | fuel oil | mothballed | no | 800 | 1977 | not planned | ST | chp | no | Luhanske | 48.465 | 38.2022 | no |  | Centrenergo [100%]
Ukraine | UA-2-2 | UA-2 | Vuhlehirska TPP power station | 6 | fossil gas | fuel oil | mothballed | no | 800 | 1976 | not planned | ST | chp | no | Luhanske | 48.465 | 38.2022 | no |  | Centrenergo [100%]
Ukraine | UA-2-3 | UA-2 | Vuhlehirska TPP power station | 5 | fossil gas | fuel oil | mothballed | no | 800 | 1975 | not planned | ST | chp | no | Luhanske | 48.465 | 38.2022 | no |  | Centrenergo [100%]
Ukraine | UA-3-1 | UA-3 | Trypilska TPP power station | 6 | fossil gas | fuel oil | operating | no | 300 | 1972 | not planned | ST | chp | no | Ukrainka | 50.1342 | 30.747 | no |  | Centrenergo [100%]
Ukraine | UA-3-2 | UA-3 | Trypilska TPP power station | 5 | fossil gas | fuel oil | operating | no | 300 | 1971 | not planned | ST | chp | no | Ukrainka | 50.1342 | 30.747 | no |  | Centrenergo [100%]
Ukraine | UA-4-1 | UA-4 | Zaporizhzhia TPP power station | 7 | fossil gas | fuel oil | operating | no | 800 | 1977 | not planned | ST | chp | no | Enerhodar | 47.5072 | 34.6276 | no |  | DTEK Energy [100%]
Ukraine | UA-4-2 | UA-4 | Zaporizhzhia TPP power station | 6 | fossil gas | fuel oil | mothballed | no | 800 | 1976 | not planned | ST | chp | no | Enerhodar | 47.5072 | 34.6276 | no |  | DTEK Energy [100%]
Ukraine | UA-4-3 | UA-4 | Zaporizhzhia TPP power station | 5 | fossil gas | fuel oil | operating | no | 800 | 1975 | not planned | ST | chp | no | Enerhodar | 47.5072 | 34.6276 | no |  | DTEK Energy [100%]
Ukraine | UA-5-1 | UA-5 | Kyiv CHP-6 power station | 1 | fossil gas | fuel oil | operating | no | 250 | 1982 | not planned | ST | chp | no | Troieschyna | 50.5317 | 30.6623 | no |  | Kyivteploenergo [100%]
Ukraine | UA-5-2 | UA-5 | Kyiv CHP-6 power station | 2 | fossil gas | fuel oil | operating | no | 250 | 1984 | not planned | ST | chp | no | Troieschyna | 50.5317 | 30.6623 | no |  | Kyivteploenergo [100%]
Ukraine | UA-5-3 | UA-5 | Kyiv CHP-6 power station | 3 | fossil gas | fuel oil | construction | no | 250 | unknown | not planned | ST | chp | no | Troieschyna | 50.5317 | 30.6623 | no |  | Kyivteploenergo [100%]
Ukraine | UA-7-1 | UA-7 | Kharkiv CHP-5 power station | 3 | fossil gas | fuel oil | operating | no | 300 | 1990 | not planned | ST | chp | no | Podvirky | 49.9704 | 36.1072 | no |  | Kharkiv CHP-5 [100%]
Ukraine | UA-7-2 | UA-7 | Kharkiv CHP-5 power station | 2 | fossil gas | fuel oil | operating | no | 120 | 1980 | not planned | ST | chp | no | Podvirky | 49.9704 | 36.1072 | no |  | Kharkiv CHP-5 [100%]
Ukraine | UA-7-3 | UA-7 | Kharkiv CHP-5 power station | 1 | fossil gas | fuel oil | operating | no | 120 | 1979 | not planned | ST | chp | no | Podvirky | 49.9704 | 36.1072 | no |  | Kharkiv CHP-5 [100%]
Ukraine | UA-10-1 | UA-10 | Saky CHP power station | 1 | fossil gas |  | operating | no | 59 | 2018 | not planned | CCGT | chp | no | Saky | 45.1366 | 33.5534 | no |  | KrymTETs [100%]
Ukraine | UA-10-2 | UA-10 | Saki CHP power station | 2 | fossil gas |  | construction | no | 59 | 2018 | not planned | CCGT | chp | no | Saky | 45.1366 | 33.5534 | no |  | KrymTETs [100%]
Ukraine | UA-11-1 | UA-11 | Simferopol CHP power station | 2 | fossil gas | heavy fuel oil | operating | no | 43 | 1960 | not planned | ST | chp | no | Simferopol | 45.0129 | 34.0359 | no |  | KrymTETs [100%]
Ukraine | UA-11-2 | UA-11 | Simferopol CHP power station | 1 | fossil gas | heavy fuel oil | operating | no | 43 | 1958 | not planned | ST | chp | no | Simferopol | 45.0129 | 34.0359 | no |  | KrymTETs [100%]
Ukraine | UA-12-1 | UA-12 | Kyiv CHP-5 power station | 4 | fossil gas | fuel oil | operating | no | 250 | 1976 | not planned | ST | chp | no | Kyiv | 50.3932 | 30.5695 | no |  | Kyivteploenergo [100%]
Ukraine | UA-12-2 | UA-12 | Kyiv CHP-5 power station | 3 | fossil gas | fuel oil | operating | no | 250 | 1974 | not planned | ST | chp | no | Kyiv | 50.3932 | 30.5695 | no |  | Kyivteploenergo [100%]
Ukraine | UA-12-3 | UA-12 | Kyiv CHP-5 power station | 2 | fossil gas | fuel oil | operating | no | 100 | 1972 | not planned | ST | chp | no | Kyiv | 50.3932 | 30.5695 | no |  | Kyivteploenergo [100%]
Ukraine | UA-12-4 | UA-12 | Kyiv CHP-5 power station | 1 | fossil gas | fuel oil | operating | no | 100 | 1971 | not planned | ST | chp | no | Kyiv | 50.3932 | 30.5695 | no |  | Kyivteploenergo [100%]
Ukraine | UA-14-1 | UA-14 | Izmail power station | 1 | fossil gas |  | announced | no | 260 | unknown | not planned | CCGT | chp | no | Izmail | 45.3565 | 28.8632 | no |  | Kazancı [100%]
Ukraine | UA-16-1 | UA-16 | Kremenchuk CHP power station | 4 | fossil gas |  | mothballed | no | 105 | 1972 | not planned | ST | chp | no | Kremenchuk | 49.1708 | 33.4474 | no |  | Poltavaoblenergo [100%]
Ukraine | UA-16-2 | UA-16 | Kremenchuk CHP power station | 3 | fossil gas |  | mothballed | no | 50 | 1972 | not planned | ST | chp | no | Kremenchuk | 49.1708 | 33.4474 | no |  | Poltavaoblenergo [100%]
Ukraine | UA-16-3 | UA-16 | Kremenchuk CHP power station | 2 | fossil gas |  | mothballed | no | 50 | 1972 | not planned | ST | chp | no | Kremenchuk | 49.1708 | 33.4474 | no |  | Poltavaoblenergo [100%]
Ukraine | UA-16-4 | UA-16 | Kremenchuk CHP power station | 1 | fossil gas |  | mothballed | no | 50 | 1965 | not planned | ST | chp | no | Kremenchuk | 49.1708 | 33.4474 | no |  | Poltavaoblenergo [100%]
Ukraine | UA-17-1 | UA-17 | Shostka CHP power station | 2 | fossil gas |  | operating | no | 57 | 1962 | not planned | ST | chp | no | Shostka | 51.8828 | 33.4603 | no |  | Shp Kharkivenerhoremont [100%]
Ukraine | UA-17-2 | UA-17 | Shostka CHP power station | 1 | fossil gas |  | operating | no | 57 | 1962 | not planned | ST | chp | no | Shostka | 51.8828 | 33.4603 | no |  | Shp Kharkivenerhoremont [100%]
Ukraine | UA-18-1 | UA-18 | Bila Tserkva CHP power station | 2 | fossil gas | heavy fuel oil | operating | no | 60 | 1972 | not planned | ST | chp | no | Bila Tserkva | 49.797 | 30.1833 | no |  | Bilotserkivska TPP [100%]
Ukraine | UA-18-2 | UA-18 | Bila Tserkva CHP power station | 1 | fossil gas | heavy fuel oil | operating | no | 60 | 1971 | not planned | ST | chp | no | Bila Tserkva | 49.797 | 30.1833 | no |  | Bilotserkivska TPP [100%]
Ukraine | UA-19-1 | UA-19 | Chernihiv power station | 1 | fossil gas | coal | operating | no | 60 | 1964 | not planned | ST | chp | yes | Chernihiv | 51.455 | 31.2602 | no |  | Teplokomunenergo [100%]
Ukraine | UA-19-2 | UA-19 | Chernihiv power station | 2 | fossil gas | coal | operating | no | 50 | 1964 | not planned | ST | chp | yes | Chernihiv | 51.455 | 31.2602 | no |  | Teplokomunenergo [100%]
Ukraine | UA-19-3 | UA-19 | Chernihiv power station | 3 | fossil gas | coal | operating | no | 110 | 1964 | not planned | ST | chp | yes | Chernihiv | 51.455 | 31.2602 | no |  | Teplokomunenergo [100%]
United Kingdom | UK-1-1 | UK-1 | Baglan Bay power station | 1 | fossil gas |  | retired | already retired | 520 | 2002 | 2023 | CCGT | conventional | no | Baglan Bay | 51.6155 | -3.8346 | no | yes ¦ 3 | Macquarie Group [100%]
United Kingdom | UK-1-2 | UK-1 | Baglan Bay power station | 2 | fossil gas |  | retired | already retired | 32 | 2002 | 2023 | OCGT | conventional | no | Baglan Bay | 51.6155 | -3.8346 | no | yes ¦ 3 | Macquarie Group [100%]
United Kingdom | UK-2-1 | UK-2 | Ballylumford CCGT | B10 | fossil gas |  | operating | no | 116 | 2003 | not planned | CCGT | conventional | no | Ballylumford | 54.845 | -5.786 | no | yes ¦ 10 | EP Group [100%]
United Kingdom | UK-2-2 | UK-2 | Ballylumford CCGT | C31 | fossil gas |  | operating | no | 247 | 2003 | not planned | CCGT | conventional | no | Ballylumford | 54.845 | -5.786 | no | yes ¦ 5 | EP Group [100%]
United Kingdom | UK-2-3 | UK-2 | Ballylumford CCGT | C32 | fossil gas |  | operating | no | 247 | 2003 | not planned | CCGT | conventional | no | Ballylumford | 54.845 | -5.786 | no | yes ¦ 5 | EP Group [100%]
United Kingdom | UK-3-1 | UK-3 | Blackburn Mill power station | 1 | fossil gas |  | operating | no | 60 | 2002 | not planned | CCGT | chp | no | Blackburn | 53.7182 | -2.5372 | no | yes ¦ 7 | Vitol [100%]
United Kingdom | UK-5-1 | UK-5 | Seabank power station | 1 | fossil gas |  | operating | no | 755 | 2000 | not planned | CCGT | conventional | no | Bristol | 51.5392 | -2.67 | no | yes ¦ 10 | CK Infrastructure [25%] ; Power Assets [25%] ; SSE [50%]
United Kingdom | UK-5-2 | UK-5 | Seabank power station | 2 | fossil gas |  | operating | no | 385 | 2001 | not planned | CCGT | conventional | no | Bristol | 51.5392 | -2.67 | no | yes ¦ 10 | CK Infrastructure [25%] ; Power Assets [25%] ; SSE [50%]
United Kingdom | UK-6-1 | UK-6 | Carrington ESB power station | 1 | fossil gas |  | operating | no | 455 | 2016 | not planned | CCGT | conventional | yes | Carrington | 53.4359 | -2.4108 | no | yes ¦ 9 | ESB [100%]
United Kingdom | UK-6-2 | UK-6 | Carrington ESB power station | 2 | fossil gas |  | operating | no | 455 | 2016 | not planned | CCGT | conventional | yes | Carrington | 53.4359 | -2.4108 | no | yes ¦ 9 | ESB [100%]
United Kingdom | UK-7-1 | UK-7 | Corby Power Station | 1-GT1 | fossil gas |  | operating | no | 119 | 1994 | not planned | CCGT | conventional | no | Corby | 52.5104 | -0.6814 | no | yes ¦ 5 | EP Group [100%]
United Kingdom | UK-7-2 | UK-7 | Corby Power Station | 1-GT2 | fossil gas |  | operating | no | 119 | 1994 | not planned | CCGT | conventional | no | Corby | 52.5104 | -0.6814 | no | yes ¦ 5 | EP Group [100%]
United Kingdom | UK-7-3 | UK-7 | Corby Power Station | 1-ST | fossil gas |  | operating | no | 114 | 1994 | not planned | CCGT | conventional | no | Corby | 52.5104 | -0.6814 | no | yes ¦ 4 | EP Group [100%]
United Kingdom | UK-7-4 | UK-7 | Corby Power Station | 2-1 | fossil gas |  | announced | no | 330 | 2024 | not planned | OCGT | not found | no | Corby | 52.5104 | -0.68143 | no |  | EP Group [100%]
United Kingdom | UK-8-1 | UK-8 | Coryton power station | A | fossil gas |  | operating | no | 400 | 2002 | not planned | CCGT | conventional | no | Coryton | 51.5119 | 0.5079 | no | yes ¦ 10 | Sev.en Global Investments [100%]
United Kingdom | UK-8-2 | UK-8 | Coryton power station | B | fossil gas |  | operating | no | 400 | 2002 | not planned | CCGT | conventional | no | Coryton | 51.5119 | 0.5079 | no | yes ¦ 10 | Sev.en Global Investments [100%]
United Kingdom | UK-8-3 | UK-8 | Coryton power station | 1-2 | fossil gas |  | construction | no | 77 | 2025 | not planned | CCGT | conventional | no | Coryton | 51.5119 | 0.5079 | no |  | Sev.en Global Investments [100%]
United Kingdom | UK-9-1 | UK-9 | Coolkeeragh power station | 1 | fossil gas |  | operating | no | 413 | 2004 | not planned | CCGT | conventional | no | Derry | 55.0437 | -7.2487 | no | yes ¦ 10 | ESB [100%]
United Kingdom | UK-10-1 | UK-10 | Enfield power station | 1 | fossil gas |  | operating | no | 408 | 1999 | not planned | CCGT | conventional | no | Enfield | 51.6625 | -0.02248 | no | yes ¦ 10 | Uniper [100%]
United Kingdom | UK-11-1 | UK-11 | Great Yarmouth power station | 1 | fossil gas |  | operating | no | 420 | 2001 | not planned | CCGT | conventional | no | Great Yarmouth | 52.584 | 1.7338 | no | yes ¦ 2 | RWE [100%]
United Kingdom | UK-12-1 | UK-12 | Rye House power station | 1 | fossil gas |  | operating | no | 715 | 1993 | not planned | CCGT | conventional | no | Hoddesdon | 51.7632 | 0.00974 | no | yes ¦ 10 | Vitol [100%]
United Kingdom | UK-13-1 | UK-13 | Hythe power station | 1 | fossil gas |  | operating | no | 53 | 2005 | not planned | OCGT | chp | no | Holbury | 50.8504 | -1.3815 | no | yes ¦ 10 | RWE [100%]
United Kingdom | UK-14-1 | UK-14 | Damhead Creek power station | 1 | fossil gas |  | operating | no | 403 | 2001 | not planned | CCGT | conventional | no | Hoo St Werburgh | 51.4249 | 0.60143 | no | yes ¦ 10 | Vitol [100%]
United Kingdom | UK-14-2 | UK-14 | Damhead Creek power station | 2 | fossil gas |  | operating | no | 403 | 2001 | not planned | CCGT | conventional | no | Hoo St Werburgh | 51.4249 | 0.60143 | no | yes ¦ 10 | Vitol [100%]
United Kingdom | UK-14-3 | UK-14 | Damhead Creek power station | 3 | fossil gas |  | announced | no | 900 | unknown | not planned | CCGT | not found | no | Hoo St. Werburgh | 51.4249 | 0.60143 | no |  | Vitol [100%]
United Kingdom | UK-14-4 | UK-14 | Damhead Creek power station | 4 | fossil gas |  | announced | no | 900 | unknown | not planned | CCGT | not found | no | Hoo St. Werburgh | 51.4249 | 0.60143 | no |  | Vitol [100%]
United Kingdom | UK-15-1 | UK-15 | Saltend power station | 1 | fossil gas |  | operating | no | 400 | 2000 | not planned | CCGT | chp | no | Hull | 53.7354 | -0.24315 | yes | yes ¦ 10 | Equinor [50%] ; SSE [50%]
United Kingdom | UK-15-2 | UK-15 | Saltend power station | 2 | fossil gas |  | operating | no | 400 | 2000 | not planned | CCGT | chp | no | Hull | 53.7354 | -0.24315 | yes | yes ¦ 10 | Equinor [50%] ; SSE [50%]
United Kingdom | UK-15-3 | UK-15 | Saltend power station | 3 | fossil gas |  | operating | no | 400 | 2000 | not planned | CCGT | chp | no | Hull | 53.7354 | -0.24315 | yes | yes ¦ 10 | Equinor [50%] ; SSE [50%]
United Kingdom | UK-16-1 | UK-16 | Immingham power station | 1 | fossil gas |  | operating | no | 375 | 2004 | not planned | CCGT | chp | no | Immingham | 53.6378 | -0.23674 | no | yes ¦ 10 | Vitol [100%]
United Kingdom | UK-16-2 | UK-16 | Immingham power station | 2 | fossil gas |  | operating | no | 375 | 2004 | not planned | CCGT | chp | no | Immingham | 53.6378 | -0.23674 | no | yes ¦ 10 | Vitol [100%]
United Kingdom | UK-16-3 | UK-16 | Immingham power station | 3 | fossil gas |  | operating | no | 530 | 2009 | not planned | CCGT | chp | no | Immingham | 53.6378 | -0.23674 | no | yes ¦ 10 | Vitol [100%]
United Kingdom | UK-16-4 | UK-16 | Immingham power station | 4 | fossil gas |  | operating | no | 50 | 2024 | not planned | ICCC | conventional | no | Immingham | 53.6378 | -0.23674 | no |  | Vitol [100%]
United Kingdom | UK-17-1 | UK-17 | Killingholme power station | T_KILLPG-1 | fossil gas |  | operating | no | 311 | 1992 | not planned | OCGT | conventional | no | Immingham | 53.6536 | -0.25665 | no | yes ¦ 9 | Uniper [100%]
United Kingdom | UK-17-2 | UK-17 | Killingholme power station | T_KILLPG-2 | fossil gas |  | operating | no | 311 | 1992 | not planned | OCGT | conventional | no | Immingham | 53.6536 | -0.25665 | no | yes ¦ 9 | Uniper [100%]
United Kingdom | UK-18-1 | UK-18 | Grain power station | 6 | fossil gas |  | operating | no | 455 | 2011 | not planned | CCGT | chp | no | Isle of Grain | 51.443 | 0.70782 | no | yes ¦ 10 | Uniper [100%]
United Kingdom | UK-18-2 | UK-18 | Grain power station | 7 | fossil gas |  | operating | no | 455 | 2011 | not planned | CCGT | chp | no | Isle of Grain | 51.443 | 0.70782 | no | yes ¦ 10 | Uniper [100%]
United Kingdom | UK-18-3 | UK-18 | Grain power station | 8 | fossil gas |  | operating | no | 455 | 2011 | not planned | CCGT | chp | no | Isle of Grain | 51.443 | 0.70782 | no | yes ¦ 10 | Uniper [100%]
United Kingdom | UK-19-1 | UK-19 | Wilton International power station | 10 | fossil gas | oil | operating | no | 120 | 1952 | not planned | OCGT | chp | yes | Middleborough | 54.5882 | -1.1026 | yes | yes ¦ 1 | Sembcorp Industries [100%]
United Kingdom | UK-20-1 | UK-20 | Staythorpe C power station | 1 | fossil gas |  | operating | no | 443 | 2011 | not planned | CCGT | conventional | yes | Newark | 53.0737 | -0.85901 | no | yes ¦ 10 | RWE [100%]
United Kingdom | UK-20-2 | UK-20 | Staythorpe C power station | 2 | fossil gas |  | operating | no | 443 | 2011 | not planned | CCGT | conventional | yes | Newark | 53.0737 | -0.85901 | no | yes ¦ 10 | RWE [100%]
United Kingdom | UK-20-3 | UK-20 | Staythorpe C power station | 3 | fossil gas |  | operating | no | 443 | 2011 | not planned | CCGT | conventional | yes | Newark | 53.0737 | -0.85901 | no | yes ¦ 10 | RWE [100%]
United Kingdom | UK-20-4 | UK-20 | Staythorpe C power station | 4 | fossil gas |  | operating | no | 443 | 2011 | not planned | CCGT | conventional | yes | Newark | 53.0737 | -0.85901 | no | yes ¦ 10 | RWE [100%]
United Kingdom | UK-21-1 | UK-21 | Severn power station | 10 | fossil gas |  | operating | no | 425 | 2010 | not planned | CCGT | conventional | no | Newport | 51.5475 | -2.975 | no | yes ¦ 3 | Severn Power Holdings [100%]
United Kingdom | UK-21-2 | UK-21 | Severn power station | 20 | fossil gas |  | operating | no | 425 | 2011 | not planned | CCGT | conventional | no | Newport | 51.5475 | -2.975 | no | yes ¦ 3 | Severn Power Holdings [100%]
United Kingdom | UK-22-1 | UK-22 | Pembroke power station | 11 | fossil gas |  | operating | no | 436 | 2012 | not planned | CCGT | conventional | no | Pembroke | 51.6844 | -4.9967 | no | yes ¦ 10 | RWE [100%]
United Kingdom | UK-22-2 | UK-22 | Pembroke power station | 21 | fossil gas |  | operating | no | 436 | 2012 | not planned | CCGT | conventional | no | Pembroke | 51.6844 | -4.9967 | no | yes ¦ 10 | RWE [100%]
United Kingdom | UK-22-3 | UK-22 | Pembroke power station | 31 | fossil gas |  | operating | no | 436 | 2012 | not planned | CCGT | conventional | no | Pembroke | 51.6844 | -4.9967 | no | yes ¦ 10 | RWE [100%]
United Kingdom | UK-22-4 | UK-22 | Pembroke power station | 41 | fossil gas |  | operating | no | 436 | 2012 | not planned | CCGT | conventional | no | Pembroke | 51.6844 | -4.9967 | no | yes ¦ 10 | RWE [100%]
United Kingdom | UK-22-5 | UK-22 | Pembroke power station | 51 | fossil gas |  | operating | no | 436 | 2012 | not planned | CCGT | conventional | no | Pembroke | 51.6844 | -4.9967 | no | yes ¦ 10 | RWE [100%]
United Kingdom | UK-23-1 | UK-23 | Peterborough power station | GT1 | fossil gas |  | operating | no | 123 | 1993 | not planned | OCGT | conventional | no | Peterborough | 52.5769 | -0.204 | no | yes ¦ 9 | Rockland Capital [100%]
United Kingdom | UK-23-2 | UK-23 | Peterborough power station | GT2 | fossil gas |  | operating | no | 123 | 1993 | not planned | OCGT | conventional | no | Peterborough | 52.5769 | -0.204 | no | yes ¦ 9 | Rockland Capital [100%]
United Kingdom | UK-23-3 | UK-23 | Peterborough power station | IC | fossil gas |  | operating | no | 49 | 2018 | not planned | ICCC | conventional | no | Peterborough | 52.5769 | -0.204 | no | yes ¦ 1 | Rockland Capital [100%]
United Kingdom | UK-24-1 | UK-24 | Peterhead power station | 1 | fossil gas |  | operating | no | 1180 | 1982 | not planned | CCGT | conventional | no | Peterhead | 57.4772 | -1.7889 | no | yes ¦ 9 | SSE [100%]
United Kingdom | UK-24-2 | UK-24 | Peterhead power station | 2 | fossil gas |  | mothballed | no | 660 | 1980 | not planned | ST | conventional | no | Peterhead | 57.4772 | -1.7889 | no |  | SSE [100%]
United Kingdom | UK-24-3 | UK-24 | Peterhead power station | 5 | fossil gas |  | pre-construction | no | 910 | 2026 | not planned | CCGT | conventional | no | Peterhead | 57.4772 | -1.7889 | no |  | Equinor [50%] ; SSE [50%]
United Kingdom | UK-25-1 | UK-25 | Burghfield power station | 1 | fossil gas |  | operating | no | 45 | 1998 | not planned | OCGT | conventional | no | Reading | 51.4294 | -1.0033 | no | yes ¦ 8 | SSE [100%]
United Kingdom | UK-26-1 | UK-26 | Cottam Development Centre | 1 | fossil gas |  | operating | no | 445 | 1998 | not planned | CCGT | conventional | yes | Retford | 53.3051 | -0.78582 | no | yes ¦ 2 | Uniper [100%]
United Kingdom | UK-27-1 | UK-27 | West Burton B power station | 1 | fossil gas |  | operating | no | 444 | 2013 | not planned | CCGT | conventional | yes | Retford | 53.3622 | -0.80759 | no | yes ¦ 10 | EP Group [50%] ; TotalEnergies [50%]
United Kingdom | UK-27-2 | UK-27 | West Burton B power station | 2 | fossil gas |  | operating | no | 444 | 2013 | not planned | CCGT | conventional | yes | Retford | 53.3622 | -0.80759 | no | yes ¦ 10 | EP Group [50%] ; TotalEnergies [50%]
United Kingdom | UK-27-3 | UK-27 | West Burton B power station | 3 | fossil gas |  | operating | no | 444 | 2013 | not planned | CCGT | conventional | yes | Retford | 53.3622 | -0.80759 | no | yes ¦ 10 | EP Group [50%] ; TotalEnergies [50%]
United Kingdom | UK-28-1 | UK-28 | West Burton C power station | 1 | fossil gas |  | pre-construction | no | 299 | 2025 | not planned | OCGT | conventional | yes | Retford | 53.3622 | -0.80759 | no |  | EDF [100%]
United Kingdom | UK-29-1 | UK-29 | Medway power station | 1 | fossil gas |  | operating | no | 378 | 1995 | not planned | CCGT | conventional | no | Rochester | 51.4396 | 0.68939 | no | yes ¦ 9 | SSE [100%]
United Kingdom | UK-29-2 | UK-29 | Medway power station | 2 | fossil gas |  | operating | no | 378 | 1995 | not planned | CCGT | conventional | no | Rochester | 51.4396 | 0.68939 | no | yes ¦ 9 | SSE [100%]
United Kingdom | UK-30-1 | UK-30 | Rocksavage power station | 1 | fossil gas |  | operating | no | 810 | 1998 | not planned | CCGT | conventional | no | Runcorn | 53.3152 | -2.7228 | no | yes ¦ 10 | Sev.en Global Investments [100%]
United Kingdom | UK-31-1 | UK-31 | King's Lynn power station | CC 1 | fossil gas |  | operating | no | 382 | 2019 | not planned | CCGT | conventional | no | Saddlebow | 52.7278 | 0.37975 | no | yes ¦ 2 | RWE [100%]
United Kingdom | UK-32-1 | UK-32 | Keadby 1 power station | 1 | fossil gas |  | operating | no | 735 | 1996 | not planned | CCGT | conventional | no | Scunthorpe | 53.5944 | -0.75044 | no | yes ¦ 10 | SSE [100%]
United Kingdom | UK-33-1 | UK-33 | Keadby 2 power station | 2 | fossil gas |  | operating | no | 893 | 2023 | not planned | CCGT | conventional | no | Scunthorpe | 53.5944 | -0.75044 | no | yes ¦ 2 | SSE [100%]
United Kingdom | UK-34-1 | UK-34 | Keadby 3 power station | 3 | fossil gas |  | pre-construction | no | 910 | 2027 | not planned | CCGT | conventional | no | Scunthorpe | 53.5944 | -0.75044 | no |  | Equinor [50%] ; SSE [50%]
United Kingdom | UK-35-1 | UK-35 | Fellside CHP power station | 1 | fossil gas |  | operating | no | 155 | 1995 | not planned | CCGT | chp | no | Sellafield | 54.4184 | -3.4883 | no | yes ¦ 2 | Nuclear Decommissioning Authority [100%]
United Kingdom | UK-36-1 | UK-36 | Marchwood power station | 1 | fossil gas |  | operating | no | 420 | 2009 | not planned | CCGT | conventional | no | Southampton | 50.898 | -1.4375 | no | yes ¦ 10 | Munich Re [50%] ; SSE [50%]
United Kingdom | UK-36-2 | UK-36 | Marchwood power station | 2 | fossil gas |  | operating | no | 420 | 2009 | not planned | CCGT | conventional | no | Southampton | 50.898 | -1.4375 | no | yes ¦ 10 | Munich Re [50%] ; SSE [50%]
United Kingdom | UK-37-1 | UK-37 | Shoreham power station | 1 | fossil gas |  | operating | no | 420 | 2000 | not planned | CCGT | conventional | no | Southwick | 50.8299 | -0.23144 | no | yes ¦ 10 | Vitol [100%]
United Kingdom | UK-38-1 | UK-38 | Spalding Energy Expansion power station | 1 | fossil gas |  | operating | no | 300 | 2019 | not planned | OCGT | conventional | no | Spalding | 52.8072 | -0.13334 | no | yes ¦ 1 | Sev.en Global Investments [100%]
United Kingdom | UK-39-1 | UK-39 | Spalding power station | 1 | fossil gas |  | operating | no | 475 | 2004 | not planned | CCGT | conventional | no | Spalding | 52.8072 | -0.13334 | no | yes ¦ 10 | Sev.en Global Investments [100%]
United Kingdom | UK-39-2 | UK-39 | Spalding power station | 2 | fossil gas |  | operating | no | 475 | 2004 | not planned | CCGT | conventional | no | Spalding | 52.8072 | -0.13334 | no | yes ¦ 10 | Sev.en Global Investments [100%]
United Kingdom | UK-40-1 | UK-40 | Little Barford power station | 1 | fossil gas |  | operating | no | 735 | 1995 | not planned | CCGT | conventional | no | St. Neots | 52.2053 | -0.2668 | no |  | RWE [100%]
United Kingdom | UK-41-1 | UK-41 | South Humber Bank power station | 1 | fossil gas |  | operating | no | 810 | 1997 | not planned | CCGT | conventional | no | Stallingborough | 53.6008 | -0.14462 | no | yes ¦ 5 | EP Group [100%]
United Kingdom | UK-41-2 | UK-41 | South Humber Bank power station | 2 | fossil gas |  | operating | no | 580 | 1997 | not planned | CCGT | conventional | no | Stallingborough | 53.6008 | -0.14462 | no | yes ¦ 5 | EP Group [100%]
United Kingdom | UK-42-1 | UK-42 | Sutton Bridge Power Station | 1 | fossil gas |  | operating | no | 410 | 1999 | not planned | CCGT | conventional | no | Sutton Bridge | 52.7571 | 0.1919 | no | yes ¦ 3 | Sutton Bridge Holdings [100%]
United Kingdom | UK-42-2 | UK-42 | Sutton Bridge Power Station | 2 | fossil gas |  | operating | no | 410 | 1999 | not planned | CCGT | conventional | no | Sutton Bridge | 52.7571 | 0.1919 | no | yes ¦ 3 | Sutton Bridge Holdings [100%]
United Kingdom | UK-43-1 | UK-43 | Didcot B power station | 5 | fossil gas |  | operating | no | 780 | 1997 | not planned | CCGT | conventional | no | Sutton Courtenay | 51.6246 | -1.2683 | no |  | RWE [100%]
United Kingdom | UK-43-2 | UK-43 | Didcot B power station | 6 | fossil gas |  | operating | no | 710 | 1997 | not planned | CCGT | conventional | no | Sutton Courtenay | 51.6246 | -1.2683 | no |  | RWE [100%]
United Kingdom | UK-44-1 | UK-44 | Chickerell power station | 1 | fossil gas |  | operating | no | 45 | 1999 | not planned | OCGT | conventional | no | Weymouth | 50.6236 | -2.4891 | no | yes ¦ 8 | SSE [100%]
United Kingdom | UK-45-1 | UK-45 | Langage power station | 1 | fossil gas |  | operating | no | 453 | 2010 | not planned | CCGT | conventional | no |  | 50.3878 | -4.011 | no | yes ¦ 10 | EP Group [100%]
United Kingdom | UK-45-2 | UK-45 | Langage power station | 2 | fossil gas |  | operating | no | 453 | 2010 | not planned | CCGT | conventional | no |  | 50.3878 | -4.011 | no | yes ¦ 10 | EP Group [100%]
United Kingdom | UK-47-1 | UK-47 | Bury St Edmunds Sugar Factory power station | 1 | fossil gas |  | operating | no | 77 | 1999 | not planned | CCGT | chp | no | Bury St Edmunds | 52.2557 | 0.72592 | yes | yes ¦ 10 | Wittington Investments [100%]
United Kingdom | UK-48-1 | UK-48 | Carrington power station | IC | fossil gas |  | operating | no | 41 | 2024 | not planned | ICCC | chp | no | Carrington | 53.4377 | -2.4101 | no | yes ¦ 1 | Tiger Infrastructure Partners [100%]
United Kingdom | UK-49-1 | UK-49 | Cheshire power station | 1 | fossil gas |  | operating | no | 40 | 2000 | not planned | OCGT | chp | no | Ellesmere Port | 53.303 | -2.9241 | no |  | RWE [100%]
United Kingdom | UK-49-2 | UK-49 | Cheshire power station | 2 | fossil gas |  | construction | no | 20 | 2025 | not planned | OCGT | chp | no | Ellesmere Port | 53.303 | -2.9241 | no |  | RWE [100%]
United Kingdom | UK-50-1 | UK-50 | Connah's Quay power station | 1 | fossil gas |  | operating | no | 345 | 1996 | not planned | CCGT | conventional | yes | Connah's Quay | 53.2317 | -3.0815 | no | yes ¦ 9 | Uniper [100%]
United Kingdom | UK-50-2 | UK-50 | Connah's Quay power station | 2 | fossil gas |  | operating | no | 345 | 1996 | not planned | CCGT | conventional | yes | Connah's Quay | 53.2317 | -3.0815 | no | yes ¦ 9 | Uniper [100%]
United Kingdom | UK-50-3 | UK-50 | Connah's Quay power station | 3 | fossil gas |  | operating | no | 345 | 1996 | not planned | CCGT | conventional | yes | Connah's Quay | 53.2317 | -3.0815 | no | yes ¦ 9 | Uniper [100%]
United Kingdom | UK-50-4 | UK-50 | Connah's Quay power station | 4 | fossil gas |  | operating | no | 345 | 1996 | not planned | CCGT | conventional | yes | Connah's Quay | 53.2317 | -3.0815 | no | yes ¦ 9 | Uniper [100%]
United Kingdom | UK-50-5 | UK-50 | Connah's Quay power station | CQLCP1 | fossil gas |  | pre-construction | no | 550 | 2030 | not planned | CCGT | conventional | no | Connah's Quay | 53.2317 | -3.0815 | no |  | Uniper [100%]
United Kingdom | UK-50-6 | UK-50 | Connah's Quay power station | CQLCP2 | fossil gas |  | pre-construction | no | 550 | 2030 | not planned | CCGT | conventional | no | Connah's Quay | 53.2317 | -3.0815 | no |  | Uniper [100%]
United Kingdom | UK-53-1 | UK-53 | Creyke Beck power station | IC | fossil gas |  | operating | no | 50 | 2017 | not planned | ICCC | conventional | no | Cottingham | 53.7976 | -0.41791 | no | yes ¦ 1 | EQT Infrastructure [100%]
United Kingdom | UK-54-1 | UK-54 | Croydon power station | 1 | fossil gas |  | operating | no | 50 | 1924 | not planned | OCGT | chp | no | Croydon | 51.3765 | -0.11622 | no | yes ¦ 10 | Rockland Capital [100%]
United Kingdom | UK-55-2 | UK-55 | Deeside power station | 2 | fossil gas |  | construction | no | 49 | unknown | not planned | ICCC | not found | no | Deeside | 53.2332 | -3.0526 | no |  | Equinor [50%] ; SSE [50%]
United Kingdom | UK-56-1 | UK-56 | Derby power station | 1 | fossil gas |  | operating | no | 58 | unknown | not planned | OCGT | chp | no | Derby | 52.8841 | -1.4641 | yes | yes ¦ 10 | Rockland Capital [100%]
United Kingdom | UK-57-1 | UK-57 | Didcot power station | GT | fossil gas |  | operating | yes | 100 | 1972 | 2024 | OCGT | conventional | no | Didcot | 51.6246 | -1.2683 | no |  | RWE [100%]
United Kingdom | UK-58-1 | UK-58 | Drax power station | 10G | fossil gas |  | operating | no | 32 | 1971 | not planned | OCGT | not found | no | Drax | 53.7372 | -0.99902 | no | yes ¦ 8 | Drax Group [100%]
United Kingdom | UK-58-2 | UK-58 | Drax power station | 12G | fossil gas |  | operating | no | 32 | 1971 | not planned | OCGT | not found | no | Drax | 53.7372 | -0.99902 | no | yes ¦ 8 | Drax Group [100%]
United Kingdom | UK-58-3 | UK-58 | Drax power station | 9G | fossil gas |  | operating | no | 32 | 1971 | not planned | OCGT | not found | no | Drax | 53.7372 | -0.99902 | no | yes ¦ 8 | Drax Group [100%]
United Kingdom | UK-59-1 | UK-59 | Exeter power station | 1 | fossil gas |  | operating | no | 50 | unknown | not planned | OCGT | not found | no | Exeter | 50.7065 | -3.5243 | no | yes ¦ 10 | Rockland Capital [100%]
United Kingdom | UK-60-1 | UK-60 | Fawley Refinery power station | 1 | fossil gas |  | operating | no | 125 | 1985 | not planned | OCGT | chp | no | Fawley | 50.8334 | -1.3697 | yes | yes ¦ 4 | Exxon Mobil [100%]
United Kingdom | UK-61-1 | UK-61 | Ferrybridge-C power station | D CC 1 | fossil gas | hydrogen | pre-construction | no | 1200 | unknown | not planned | CCGT | conventional | yes | Knottingley | 53.7156 | -1.2806 | no |  | SSE [100%]
United Kingdom | UK-61-2 | UK-61 | Ferrybridge-C power station | D CC 2 | fossil gas |  | shelved | no | 0 | unknown | not planned | CCGT | conventional | yes | Knottingley | 53.7156 | -1.2806 | no |  | SSE [100%]
United Kingdom | UK-62-1 | UK-62 | Gibraltar's Rock power station | IC1-3 | fossil gas |  | operating | no | 43 | 2018 | not planned | ICCC | conventional | no | Gibraltar | 36.1297 | -5.354 | no |  | Shell [100%]
United Kingdom | UK-62-2 | UK-62 | Gibraltar's Rock power station | IC4-6 | fossil gas |  | operating | no | 43 | 2018 | not planned | ICCC | conventional | no | Gibraltar | 36.1297 | -5.354 | no |  | Shell [100%]
United Kingdom | UK-63-1 | UK-63 | Glanford Brigg IC power station | IC1 | fossil gas |  | operating | no | 50 | 2018 | not planned | ICCC | conventional | no | Brigg | 53.5411 | -0.5055 | no | yes ¦ 2 | Centrica [100%]
United Kingdom | UK-63-2 | UK-63 | Glanford Brigg IC power station | IC2 | fossil gas |  | operating | no | 50 | 2025 | not planned | ICCC | conventional | no | Brigg | 53.5411 | -0.5055 | no | yes ¦ 1 | Centrica [100%]
United Kingdom | UK-64-1 | UK-64 | Grangemouth power station | 1 | fossil gas |  | operating | no | 145 | 2001 | not planned | CCGT | chp | no | Grangemouth | 56.011 | -3.6951 | yes | yes ¦ 9 | Ineos Group [100%]
United Kingdom | UK-64-2 | UK-64 | Grangemouth power station | NEP | fossil gas |  | shelved | no | 35 | unknown | not planned | ST | chp | no | Grangemouth | 56.011 | -3.6951 | no |  | Ineos Group [100%]
United Kingdom | UK-65-1 | UK-65 | Grimsby power station | A | fossil gas |  | operating | no | 20 | 2018 | not planned | ICCC | chp | no | Grimsby | 53.5828 | -0.10984 | no | yes ¦ 2 | RWE [100%]
United Kingdom | UK-65-2 | UK-65 | Grimsby power station | B | fossil gas |  | operating | no | 20 | 2024 | not planned | ICCC | chp | no | Grimsby | 53.5828 | -0.10984 | no |  | RWE [100%]
United Kingdom | UK-66-1 | UK-66 | Heartlands power station | 1 | fossil gas |  | operating | no | 50 | 1999 | not planned | OCGT | not found | no | Birmingham | 52.5102 | -1.8083 | no | yes ¦ 10 | Rockland Capital [100%]
United Kingdom | UK-66-2 | UK-66 | Heartlands power station | 2 | fossil gas |  | operating | no | 50 | 1999 | not planned | OCGT | not found | no | Birmingham | 52.5102 | -1.8083 | no | yes ¦ 10 | Rockland Capital [100%]
United Kingdom | UK-67-1 | UK-67 | Hirwaun power station | 1 | fossil gas |  | construction | no | 299 | 2024 | not planned | OCGT | conventional | no | Hirwaun | 51.7447 | -3.541 | no | yes ¦ 1 | Drax Group [100%]
United Kingdom | UK-68-1 | UK-68 | Immingham B power station | B | fossil gas |  | construction | no | 299 | 2026 | not planned | OCGT | conventional | no | Immingham | 53.6378 | -0.23674 | no |  | Vitol [100%]
United Kingdom | UK-69-1 | UK-69 | Indian Queens power station | 1 | fossil gas |  | operating | no | 140 | 1996 | not planned | OCGT | not found | no | Saint Austell | 50.3981 | -4.8992 | no | yes ¦ 10 | Equinor [50%] ; SSE [50%]
United Kingdom | UK-70-1 | UK-70 | Keadby power station | GT3 | fossil gas |  | operating | no | 30 | 1996 | not planned | OCGT | conventional | no | Scunthorpe | 53.5944 | -0.75044 | no | yes ¦ 2 | SSE [100%]
United Kingdom | UK-71-1 | UK-71 | Kemsley Paper Mill power station | K4 | fossil gas |  | operating | no | 73 | 2022 | not planned | CCGT | chp | no | Kemsley - Sittingbourne | 51.3641 | 0.75656 | yes | yes ¦ 4 | DS Smith [100%]
United Kingdom | UK-72-1 | UK-72 | Kilroot power station | GT1 | fossil gas |  | operating | no | 30 | 2009 | not planned | OCGT | not found | no | Carrickfergus | 54.725 | -5.767 | yes | yes ¦ 10 | EP Group [100%]
United Kingdom | UK-72-2 | UK-72 | Kilroot power station | GT2 | fossil gas |  | operating | no | 30 | 2009 | not planned | OCGT | not found | no | Carrickfergus | 54.725 | -5.767 | yes | yes ¦ 10 | EP Group [100%]
United Kingdom | UK-72-3 | UK-72 | Kilroot power station | GT3 | fossil gas |  | operating | no | 42 | 2009 | not planned | OCGT | not found | no | Carrickfergus | 54.725 | -5.767 | yes | yes ¦ 10 | EP Group [100%]
United Kingdom | UK-72-4 | UK-72 | Kilroot power station | GT4 | fossil gas |  | operating | no | 42 | 2009 | not planned | OCGT | not found | no | Carrickfergus | 54.725 | -5.767 | yes | yes ¦ 10 | EP Group [100%]
United Kingdom | UK-72-5 | UK-72 | Kilroot power station | GT5 | fossil gas |  | operating | no | 350 | 2024 | not planned | OCGT | not found | yes | Carrickfergus | 54.725 | -5.767 | no | yes ¦ 2 | EP Group [100%]
United Kingdom | UK-72-6 | UK-72 | Kilroot power station | GT6 | fossil gas |  | operating | no | 350 | 2024 | not planned | OCGT | not found | yes | Carrickfergus | 54.725 | -5.767 | no | yes ¦ 1 | EP Group [100%]
United Kingdom | UK-73-1 | UK-73 | King's Lynn B power station | CC1 | fossil gas |  | shelved | no | 850 | 2024 | not planned | CCGT | not found | no | Saddlebow | 52.7162 | 0.37915 | no |  | EP Group [100%]
United Kingdom | UK-73-2 | UK-73 | King's Lynn B power station | CC2 | fossil gas |  | shelved | no | 850 | 2024 | not planned | CCGT | not found | no | Saddlebow | 52.7162 | 0.37915 | no |  | EP Group [100%]
United Kingdom | UK-74-1 | UK-74 | Lemington power station | IC | fossil gas |  | pre-construction | no | 50 | 2024 | not planned | ICCC | conventional | no | Newcastle | 54.9726 | -1.7143 | no |  | Carlton Power [100%]
United Kingdom | UK-75-1 | UK-75 | Lindsey refinery power station | 1 | fossil gas |  | operating | no | 38 | 1997 | not planned | OCGT | chp | no | North Killingholm | 53.6406 | -0.25782 | yes |  | RWE [100%]
United Kingdom | UK-76-1 | UK-76 | Macclesfield Zenca power station | 1 | fossil gas |  | operating | no | 23 | 2001 | not planned | CCGT | chp | no | Macclesfield | 53.2755 | -2.1101 | yes |  | AstraZeneca [100%]
United Kingdom | UK-77-1 | UK-77 | Millbrook power station | 1 | fossil gas |  | pre-construction | no | 299 | 2024 | not planned | OCGT | conventional | no | Stewartby | 52.0704 | -0.51482 | no | yes ¦ 1 | Drax Group [100%]
United Kingdom | UK-78-1 | UK-78 | Palm mill power station | 1 | fossil gas |  | operating | no | 45 | 2018 | not planned | CCGT | chp | no | King's Lynn | 52.7335 | 0.38553 | yes |  | Palm Group [100%]
United Kingdom | UK-79-1 | UK-79 | Eggborough power station | CC1 | fossil gas |  | pre-construction | no | 850 | 2026 | not planned | CCGT | chp | yes | Eggborough | 53.7118 | -1.1253 | no | yes ¦ 1 | EP Group [100%]
United Kingdom | UK-79-2 | UK-79 | Eggborough power station | CC2 | fossil gas |  | pre-construction | no | 850 | 2026 | not planned | CCGT | chp | yes | Eggborough | 53.7118 | -1.1253 | no |  | EP Group [100%]
United Kingdom | UK-80-1 | UK-80 | Port Of Liverpool power station | 1 | fossil gas |  | operating | no | 30 | 2004 | not planned | OCGT | chp | no | Liverpool | 53.4522 | -3.0083 | yes |  | E.ON [100%]
United Kingdom | UK-81-1 | UK-81 | Port Talbot Steelworks power station | 1 | fossil gas |  | operating | no | 30 | 2021 | not planned | OCGT | chp | no | Port Talbot | 51.5679 | -3.759 | yes | yes ¦ 3 | Tata Power Co [100%]
United Kingdom | UK-82-1 | UK-82 | Redditch power station | IC | fossil gas |  | operating | no | 20 | 2024 | not planned | ICCC | chp | no | Redditch | 52.3053 | -1.9414 | no |  | Centrica [100%]
United Kingdom | UK-83-1 | UK-83 | Saica Paper Mill power station | 1 | fossil gas |  | operating | no | 35 | 2013 | not planned | CCGT | chp | no | Partington | 53.426 | -2.4154 | yes |  | Saica [100%]
United Kingdom | UK-84-1 | UK-84 | Saltholme North power station | IC1-4 | fossil gas |  | operating | no | 50 | 2021 | not planned | ICCC | not found | no | Saltholme | 54.6076 | -1.2428 | no | yes ¦ 1 | EQT Infrastructure [100%]
United Kingdom | UK-85-1 | UK-85 | Saltholme South power station | IC1-4 | fossil gas |  | operating | no | 50 | 2021 | not planned | ICCC | not found | no | Saltholme | 54.6076 | -1.2428 | no | yes ¦ 6 | EQT Infrastructure [100%]
United Kingdom | UK-86-1 | UK-86 | Seal Sands power station | 1 | fossil gas |  | operating | no | 55 | 1999 | not planned | CCGT | chp | no | Stockton | 54.6102 | -1.17 | no | yes ¦ 4 | RWE [100%]
United Kingdom | UK-87-1 | UK-87 | Smurfit Townsend Hook power station | 1 | fossil gas |  | operating | no | 53 | 2018 | not planned | CCGT | chp | no | Snodland | 51.3288 | 0.45111 | yes | yes ¦ 1 | Smurfit Kappa Group [100%]
United Kingdom | UK-89-1 | UK-89 | Stallingborough power station | CCS | fossil gas |  | pre-construction | no | 800 | 2035 | not planned | CCGT | not found | no | Stallingborough | 53.5514 | -0.01681 | no |  | RWE [100%]
United Kingdom | UK-90-1 | UK-90 | Tees Combined-Cycle Power Station | CC 1 | fossil gas |  | pre-construction | no | 850 | 2024 | not planned | CCGT | conventional | no | Grangetown - Redcar & Cleveland | 54.5808 | -1.1442 | no |  | Sembcorp Industries [100%]
United Kingdom | UK-90-2 | UK-90 | Tees Combined-Cycle Power Station | CC 2 | fossil gas |  | pre-construction | no | 850 | 2024 | not planned | CCGT | conventional | no | Grangetown - Redcar & Cleveland | 54.5808 | -1.1442 | no |  | Sembcorp Industries [100%]
United Kingdom | UK-91-1 | UK-91 | Thornhill power station | 1 | fossil gas |  | operating | no | 40 | 1998 | not planned | CCGT | chp | no | Dewsbury | 53.6771 | -1.655 | no | yes ¦ 2 | Rockland Capital [100%]
United Kingdom | UK-92-1 | UK-92 | Thurrock Flexible power station | 1 | fossil gas |  | construction | no | 450 | 2026 | not planned | ICCC | not found | no | Tilbury | 51.4642 | 0.3639 | no | yes ¦ 1 | EQT Infrastructure [100%]
United Kingdom | UK-93-1 | UK-93 | Valero Pembroke power station | 1 | fossil gas |  | operating | no | 45 | 2021 | not planned | OCGT | chp | no | Pembroke | 51.6835 | -5.0292 | yes |  | Valero Energy Corp [100%]
United Kingdom | UK-94-1 | UK-94 | Viking power station | 1 | fossil gas |  | operating | no | 50 | 1997 | not planned | OCGT | not found | no | Billingham | 54.6067 | -1.2027 | no | yes ¦ 10 | Rockland Capital [100%]
United Kingdom | UK-95-1 | UK-95 | Whitetail Clean Energy power station | 1 | fossil gas |  | pre-construction | no | 350 | 2027 | not planned | AFC | not found | no | Teeside | 54.5889 | -1.1875 | no |  | 8 Rivers [50%] ; Sembcorp Industries [50%]
United Kingdom | UK-96-1 | UK-96 | Winnington Brunner power station | 1 | fossil gas |  | operating | no | 96 | 2000 | not planned | CCGT | chp | no | Winnington | 53.267 | -2.531 | yes | yes ¦ 10 | Tata Chemicals [100%]
United Kingdom | UK-97-1 | UK-97 | Wissington Sugar Factory power station | 1 | fossil gas |  | operating | no | 93 | 1999 | not planned | CCGT | chp | no | Kings Lynn | 52.5506 | 0.44864 | yes | yes ¦ 9 | Wittington Investments [100%]
United Kingdom | UK-98-1 | UK-98 | Wrexham Energy Centre | 1 | fossil gas |  | pre-construction | no | 299 | 2025 | not planned | CCGT | conventional | no | Wrexham Town | 53.0402 | -2.933 | no |  | St Modwen Properties [100%]
United Kingdom | UK-99-1 | UK-99 | Abergelli power station | 1 | fossil gas |  | announced | no | 299 | 2024 | not planned | OCGT | conventional | no | Felindre | 51.695 | -3.9494 | no |  | Drax Group [100%]
United Kingdom | UK-100-1 | UK-100 | Gateway Energy Centre | CC1 | fossil gas |  | shelved | no | 450 | unknown | not planned | CCGT | not found | no | Corringham | 51.5041 | 0.47852 | no |  | Sev.en Global Investments [100%]
United Kingdom | UK-100-2 | UK-100 | Gateway Energy Centre | CC2 | fossil gas |  | shelved | no | 450 | unknown | not planned | CCGT | not found | no | Corringham | 51.5041 | 0.47852 | no |  | Sev.en Global Investments [100%]
United Kingdom | UK-100-3 | UK-100 | Gateway Energy Centre | GT1 | fossil gas |  | shelved | no | 299 | unknown | not planned | OCGT | not found | no | Corringham | 51.5041 | 0.47852 | no |  | Sev.en Global Investments [100%]
United Kingdom | UK-101-1 | UK-101 | Killingholme Low Carbon power station | 1 | fossil gas |  | pre-construction | no | 470 | 2030 | not planned | CCGT | chp | no | Immingham | 53.6596 | -0.25559 | no |  | Uniper [100%]
United Kingdom | UK-102-1 | UK-102 | Pencoed power station | IC | fossil gas |  | shelved | no | 40 | unknown | not planned | ICCC | conventional | no | Pencoed | 51.52 | -3.4919 | no |  | Energion [100%]
United Kingdom | UK-103-1 | UK-103 | Progress power station | 1 | fossil gas |  | construction | no | 299 | 2024 | not planned | OCGT | conventional | no | Eye | 52.3196 | 1.1462 | no | yes ¦ 1 | Drax Group [100%]
United Kingdom | UK-104-1 | UK-104 | Keadby Hydrogen power station | H2 | fossil gas | hydrogen | pre-construction | no | 900 | 2030 | not planned | CCGT | conventional | no | Scunthorpe | 53.5944 | -0.75044 | no |  | Equinor [50%] ; SSE [50%]
United Kingdom | UK-105-1 | UK-105 | Bancroft power station | IC1-5 | fossil gas |  | operating | no | 20 | 2020 | not planned | ICCC | conventional | no |  | 53.8001 | -2.2175 | no | yes ¦ 1 | Tiger Infrastructure Partners [100%]
United Kingdom | UK-106-1 | UK-106 | Caledon Green power station | IC1-5 | fossil gas |  | operating | no | 23 | 2023 | not planned | ICCC | conventional | no |  | 56.0111 | -3.7385 | no | yes ¦ 1 | Tiger Infrastructure Partners [100%]
United Kingdom | UK-107-1 | UK-107 | Chadderton power station | IC1-5 | fossil gas |  | operating | no | 20 | 2020 | not planned | ICCC | conventional | no |  | 53.542 | -2.131 | no | yes ¦ 1 | Tiger Infrastructure Partners [100%]
United Kingdom | UK-108-1 | UK-108 | Harelaw power station | IC1-10 | fossil gas |  | operating | no | 20 | 2021 | not planned | ICCC | conventional | no |  | 55.8955 | -4.6303 | no | yes ¦ 1 | Tiger Infrastructure Partners [100%]
United Kingdom | UK-109-1 | UK-109 | Hartmoor power station | IC | fossil gas |  | operating | no | 50 | 2021 | not planned | ICCC | conventional | no |  | 54.7027 | -1.291 | no | yes ¦ 2 | Tiger Infrastructure Partners [100%]
United Kingdom | UK-110-1 | UK-110 | Hillhouse power station | IC1-5 | fossil gas |  | operating | no | 20 | 2023 | not planned | ICCC | conventional | no |  | 53.8851 | -2.9986 | no | yes ¦ 1 | Tiger Infrastructure Partners [100%]
United Kingdom | UK-111-1 | UK-111 | Leven power station | IC1-9 | fossil gas |  | operating | no | 21 | 2021 | not planned | ICCC | conventional | no |  | 56.1999 | -3.0208 | no | yes ¦ 1 | Tiger Infrastructure Partners [100%]
United Kingdom | UK-112-1 | UK-112 | Pimbo power station | IC1-5 | fossil gas |  | operating | no | 21 | 2019 | not planned | ICCC | conventional | no |  | 53.5299 | -2.7588 | no | yes ¦ 1 | Tiger Infrastructure Partners [100%]
United Kingdom | UK-113-1 | UK-113 | Erskine power station | IC | fossil gas |  | operating | no | 21 | 2024 | not planned | ICCC | conventional | no |  | 55.9028 | -4.4839 | no | yes ¦ 1 | Tiger Infrastructure Partners [100%]
United Kingdom | UK-114-1 | UK-114 | Abercorn power station | IC | fossil gas |  | operating | no | 21 | 2024 | not planned | ICCC | conventional | no |  | 55.858 | -4.4204 | no | yes ¦ 2 | Tiger Infrastructure Partners [100%]
United Kingdom | UK-115-1 | UK-115 | Drumcross power station | IC | fossil gas |  | construction | no | 21 | 2024 | not planned | ICCC | conventional | no |  | 55.9079 | -3.5878 | no | yes ¦ 2 | Tiger Infrastructure Partners [100%]
United Kingdom | UK-116-1 | UK-116 | Bracknell peaker power station | ICCC | fossil gas |  | operating | no | 20 | 2016 | not planned | ICCC | conventional | no | Bracknell | 51.4169 | -0.76444 | no | yes ¦ 1 | PeakGen [100%]
United Kingdom | UK-117-1 | UK-117 | Fareham peaker power station | ICCC | fossil gas |  | operating | no | 20 | 2021 | not planned | ICCC | conventional | no | Fareham | 50.8581 | -1.2451 | no |  | PeakGen [100%]
United Kingdom | UK-118-1 | UK-118 | Havant peaker power station | ICCC | fossil gas |  | operating | no | 21 | unknown | not planned | ICCC | conventional | no | Havant | 50.847 | -0.9979 | no | yes ¦ 1 | PeakGen [100%]
United Kingdom | UK-119-1 | UK-119 | Llandarcy peaker power station | ICCC | fossil gas |  | operating | no | 20 | 2021 | not planned | ICCC | conventional | no | Llandarcy | 51.6496 | -3.8543 | no |  | PeakGen [100%]
United Kingdom | UK-120-1 | UK-120 | Southampton peaker power station | ICCC | fossil gas |  | operating | no | 24 | unknown | not planned | ICCC | conventional | no | Fareham | 50.9049 | -1.4096 | no |  | PeakGen [100%]
United Kingdom | UK-121-1 | UK-121 | Exeter peaker power station | ICCC | fossil gas |  | operating | no | 20 | unknown | not planned | ICCC | conventional | no | Exeter | 50.6964 | -3.5122 | no |  | PeakGen [100%]
United Kingdom | UK-122-1 | UK-122 | Barry peaker power station | ICCC | fossil gas |  | operating | no | 20 | unknown | not planned | ICCC | conventional | no | Barry | 51.4111 | -3.2293 | no | yes ¦ 2 | PeakGen [100%]
United Kingdom | UK-123-1 | UK-123 | Peterborough peaker power station | ICCC | fossil gas |  | operating | no | 20 | unknown | not planned | ICCC | conventional | no | Peterborough | 52.5565 | -0.25965 | no |  | PeakGen [100%]
United Kingdom | UK-124-1 | UK-124 | Chatterley power station | IC1-8 | fossil gas |  | operating | no | 20 | unknown | not planned | ICCC | conventional | no |  | 53.0546 | -2.2255 | no | yes ¦ 1 | I Squared Capital [100%]
United Kingdom | UK-125-1 | UK-125 | Derwent power station | GT1 | fossil gas |  | mothballed | no | 40 | 1995 | not planned | OCGT | chp | no |  | 52.9057 | -1.3996 | no |  | Trafford Centre [100%]
United Kingdom | UK-125-2 | UK-125 | Derwent power station | GT2 | fossil gas |  | mothballed | no | 40 | 1995 | not planned | OCGT | chp | no |  | 52.9057 | -1.3996 | no |  | Trafford Centre [100%]
United Kingdom | UK-125-3 | UK-125 | Derwent power station | GT3 | fossil gas |  | mothballed | no | 40 | 1995 | not planned | OCGT | chp | no |  | 52.9057 | -1.3996 | no |  | Trafford Centre [100%]
United Kingdom | UK-125-4 | UK-125 | Derwent power station | GT4 | fossil gas |  | mothballed | no | 40 | 1995 | not planned | OCGT | chp | no |  | 52.9057 | -1.3996 | no |  | Trafford Centre [100%]
United Kingdom | UK-125-5 | UK-125 | Derwent power station | ST1 | fossil gas |  | mothballed | no | 50 | 1995 | not planned | ST | chp | no |  | 52.9057 | -1.3996 | no |  | Trafford Centre [100%]
United Kingdom | UK-126-1 | UK-126 | Maidenhead power station | ICCC | fossil gas |  | pre-construction | no | 50 | 2026 | not planned | ICCC | conventional | no | Maidenhead | 51.4818 | -0.7626 | no |  | EQT Infrastructure [100%]
United Kingdom | UK-127-1 | UK-127 | Nazeing power station | ICCC | fossil gas |  | pre-construction | no | 50 | 2026 | not planned | ICCC | conventional | no | Roydon | 51.7514 | 0.0213 | no |  | EQT Infrastructure [100%]
United Kingdom | UK-128-1 | UK-128 | Swansea power station | GT | fossil gas |  | operating | no | 40 | 2017 | not planned | OCGT | conventional | no | Swansea | 51.6446 | -4.0183 | no | yes ¦ 1 | IMCO [100%]
United Kingdom | UK-129-1 | UK-129 | Water Lane power station | ICCC | fossil gas |  | operating | no | 20 | unknown | not planned | ICCC | conventional | no |  | 50.7125 | -3.5313 | no | yes ¦ 1 | IMCO [100%]
United Kingdom | UK-130-1 | UK-130 | Mill Hill power station | IC | fossil gas |  | pre-construction | no | 35 | 2025 | not planned | ICCC | not found | no | Peterlee | 54.7625 | -1.3605 | no |  | Landmark Power Holdings [100%]
United Kingdom | UK-131-1 | UK-131 | Net Zero Teesside power station | CCS1 | fossil gas |  | pre-construction | no | 742 | 2027 | not planned | CCGT | not found | no | Redcar | 54.6212 | -1.1185 | no |  | BP [75%] ; Equinor [25%]
United Kingdom | UK-132-1 | UK-132 | Theddlethorpe Flexible Generation power station | 1 | fossil gas | hydrogen | announced | no | 1500 | unknown | not planned | ICCC | not found | no | Mablethorpe | 53.3625 | 0.22848 | no |  | EQT Infrastructure [100%]

## Version history
Version | Date | Description of changes
v0 | 2024-03-20 | Initial version
V0.1 | 2024-04-04 | Minor fix in database
v1 | 2024-04-30 | Corrections and updates of the database. Added 'Version history' and plant 'Changelog' worksheets.
v1.1 | 2024-07-25 | Corrections and updates of the database.
v1.2 | 2024-10-25 | Corrections and updates of the database.
v1.2.1 | 2024-11-18 | Minor update of the database.
v1.3 | 23/01/2025 | Corrections and updates of the database.
v1.4 | 22/04/2025 | Corrections and updates of the database.
v2.1 | 08/07/2025 | Corrections and updates of the database. Added new column in units sheet with CRM information.
v2.2 | 09/10/2025 | Disaggregated 'Installed' (now Operating and Mothballed) and 'Planned' (now Announced and Pre-construction) status categories in Summary, Country, Plant, and Unit sheets.
v2.3 | 14/01/2026 | Corrections and updates of the database.

## Changelog
From version | To version | BFF plant ID | Plant name | Changes | Correction or update? | Remark
v0 | v0.1 | IT-41 | Brindisi Sud power station | Plant status: changed from cancelled to shelved; Capacity shelved: changed from 0.0 to 1680.0; Capacity cancelled: changed from 1680.0 to 0.0; Commissioning first unit: changed from [not relevant] to unknown; (Planned) retirement last unit: changed from [not relevant] to 2040; | Correction
v0.1 | v1 | DE-167 | ADM Hamburg cogeneration plant | Added | Correction | Previously missing in database
v0.1 | v1 | DE-168 | AOS GmbH power station | Added | Correction | Previously missing in database
v0.1 | v1 | DE-169 | Bad Salzungen power station | Added | Correction | Previously missing in database
v0.1 | v1 | DE-170 | BarBy power station | Added | Correction | Previously missing in database
v0.1 | v1 | DE-171 | Bayer Berlin power station | Added | Correction | Previously missing in database
v0.1 | v1 | DE-172 | BMW Dingolfing power station | Added | Correction | Previously missing in database
v0.1 | v1 | DE-173 | BMW Landshut power station | Added | Correction | Previously missing in database
v0.1 | v1 | DE-174 | BTB Berlin power station | Added | Correction | Previously missing in database
v0.1 | v1 | DE-175 | Caterpillar Mannheim power station | Added | Correction | Previously missing in database
v0.1 | v1 | DE-176 | Cosun Beet Company power station | Added | Correction | Previously missing in database
v0.1 | v1 | DE-177 | Crespel & Deiters Ibbenbüren power station | Added | Correction | Previously missing in database
v0.1 | v1 | DE-178 | Dresden-Wilschdorf power station | Added | Correction | Previously missing in database
v0.1 | v1 | DE-179 | Drewsen power station | Added | Correction | Previously missing in database
v0.1 | v1 | DE-180 | Duisburg Mitte power station | Added | Correction | Previously missing in database
v0.1 | v1 | DE-181 | Dusseldorf Henkel power station | Added | Correction | Previously missing in database
v0.1 | v1 | DE-182 | Dusseldorf Mercedes power station | Added | Correction | Previously missing in database
v0.1 | v1 | DE-183 | Energiezentrum Mohn Media power station | Added | Correction | Previously missing in database
v0.1 | v1 | DE-184 | Evonik Rheinfelden | Added | Correction | Previously missing in database
v0.1 | v1 | DE-185 | Felix Schoeller Sachsen power station | Added | Correction | Previously missing in database
v0.1 | v1 | DE-186 | Georg-August-Universität Göttingen power station | Added | Correction | Previously missing in database
v0.1 | v1 | DE-187 | Gera-Lusan power station | Added | Correction | Previously missing in database
v0.1 | v1 | DE-188 | Gera-Tinz power station | Added | Correction | Previously missing in database
v0.1 | v1 | DE-189 | Gunvor Ingolstadt Refinery power station | Added | Correction | Previously missing in database
v0.1 | v1 | DE-190 | H&R chemicals power station | Added | Correction | Previously missing in database
v0.1 | v1 | DE-191 | Heating power plant Humboldtstr. | Added | Correction | Previously missing in database
v0.1 | v1 | DE-192 | Heidenheim Voith power station | Added | Correction | Previously missing in database
v0.1 | v1 | DE-193 | Hillegossen power station | Added | Correction | Previously missing in database
v0.1 | v1 | DE-194 | Ineos Moers power station | Added | Correction | Previously missing in database
v0.1 | v1 | DE-195 | Jass Werk Fulda power station | Added | Correction | Previously missing in database
v0.1 | v1 | DE-196 | Kiel power station | Added | Correction | Previously missing in database
v0.1 | v1 | DE-197 | Klein Wanzleben power station | Added | Correction | Previously missing in database
v0.1 | v1 | DE-198 | Kronos Titan power station | Added | Correction | Previously missing in database
v0.1 | v1 | DE-199 | Leppersdorf power station | Added | Correction | Previously missing in database
v0.1 | v1 | DE-200 | Man Energy power station | Added | Correction | Previously missing in database
v0.1 | v1 | DE-201 | MM Neuss recycling | Added | Correction | Previously missing in database
v0.1 | v1 | DE-202 | MPE power station | Added | Correction | Previously missing in database
v0.1 | v1 | DE-203 | Nordzucker Hohenhameln power station | Added | Correction | Previously missing in database
v0.1 | v1 | DE-204 | Nordzucker Nordstemmen power station | Added | Correction | Previously missing in database
v0.1 | v1 | DE-205 | OMV Refinery Burghausen power station | Added | Correction | Previously missing in database
v0.1 | v1 | DE-206 | Papier- Und Kartonfabrik Varel (PVK) power station | Added | Correction | Previously missing in database
v0.1 | v1 | DE-207 | Pfaffenwald power station | Added | Correction | Previously missing in database
v0.1 | v1 | DE-208 | Roehm power station | Added | Correction | Previously missing in database
v0.1 | v1 | DE-209 | Sasol Brunsbuttel power station | Added | Correction | Previously missing in database
v0.1 | v1 | DE-210 | Smurfit Kappa Herzberg power station | Added | Correction | Previously missing in database
v0.1 | v1 | DE-211 | Smurfit Kappa Hoya power station | Added | Correction | Previously missing in database
v0.1 | v1 | DE-212 | Smurfit Zulpich power station | Added | Correction | Previously missing in database
v0.1 | v1 | DE-213 | St. Wendel power station | Added | Correction | Previously missing in database
v0.1 | v1 | DE-214 | Steinitz power station | Added | Correction | Previously missing in database
v0.1 | v1 | DE-215 | Stuttgart-Gaisburg power station | Added | Correction | Previously missing in database
v0.1 | v1 | DE-216 | Universitat Freiburg power station | Added | Correction | Previously missing in database
v0.1 | v1 | DE-217 | Unterbreizbach power station | Added | Correction | Previously missing in database
v0.1 | v1 | DE-218 | Volkswagen Sachsen power station | Added | Correction | Previously missing in database
v0.1 | v1 | GR-3 | Alexandroupolis Industrial Area power station | Added | Correction | Previously missing in database
v0.1 | v1 | HU-19 | Borsodchem power station | Added | Correction | Previously missing in database
v0.1 | v1 | IT-129 | Ravenna CHP power station | Added | Correction | Previously missing in database
v0.1 | v1 | IT-133 | Roselectra power station | Added | Correction | Previously missing in database
v0.1 | v1 | RO-26 | CET Arad power station | Added | Correction | Previously missing in database
v0.1 | v1 | RO-27 | CET Arad hydrocarbons | Added | Correction | Previously missing in database
v0.1 | v1 | ES-70 | Castejon power station Iberdrola | Added | Correction | Previously wrongly merged with ES-11
v0.1 | v1 | BE-19 | Zelzate 2 Knippegroen power station | Removed | Correction | Not fossil gas
v0.1 | v1 | FR-10 | DK6 power station | Removed | Correction | Not fossil gas
v0.1 | v1 | DE-163 | Weisweiler power station | Removed | Correction | Merged with DE-44
v0.1 | v1 | GR-10 | Komotini 2 power station | Removed | Correction | Duplicated with GR-11
v0.1 | v1 | IT-63 | Arkema Marghera power station | Removed | Correction | Only 9MWe, below database threshold
v0.1 | v1 | IT-86 | Settimo Torinese power station | Removed | Correction | Only heat production, no power
v0.1 | v1 | ES-55 | Rossello Mill power station | Removed | Correction | Not fossil gas
v0.1 | v1 | ES-66 | Los Guinchos power station | Removed | Correction | Not fossil gas
v0.1 | v1 | BE-1 | Aalst Tereos Syral power station | Plant name: changed from Aalst Syral power station to Aalst Tereos Syral power station; Capacity installed: changed from 48.0 to 45.0; | Correction
v0.1 | v1 | BE-5 | Lillo Evonik power station | Plant name: changed from Lillo Degussa power station to Lillo Evonik power station; Parent owners: changed from Engie to E.On,Engie; | Correction
v0.1 | v1 | BE-6 | Bayer Monsanto Oud-Lillo power station | Plant name: changed from Monsanto Oud-Lillo power station to Bayer Monsanto Oud-Lillo power station; | Correction
v0.1 | v1 | BE-7 | Scheldelaan Exxonmobil power station | Parent owners: changed from Engie to Exxon Mobil; | Correction
v0.1 | v1 | BE-8 | Wilmarsdonk Total power station | Capacity installed: changed from 129.0 to 153.9; | Correction
v0.1 | v1 | BE-9 | Zandvliet power station | Capacity installed: changed from 386.2 to 380.0; Parent owners: changed from BASF to Engie; | Correction
v0.1 | v1 | BE-10 | Saint-Ghislain power station | Capacity installed: changed from 350.0 to 385.0; | Correction
v0.1 | v1 | BE-11 | Beveren Ineos Phenolchemie power station | Capacity installed: changed from 23.8 to 25.0; | Correction
v0.1 | v1 | BE-13 | Herdersbrug power station | Capacity installed: changed from 465.0 to 480.0; | Correction
v0.1 | v1 | BE-16 | Les Awirs Flemalle power station | Plant name: changed from Les Awirs power station to Les Awirs Flemalle power station; Capacity under construction: changed from 875.0 to 870.0; | Correction
v0.1 | v1 | BE-25 | Amercoeur power station | Capacity installed: changed from 451.0 to 446.0; | Correction
v0.1 | v1 | BE-30 | Arlanxeo Zwijndrecht power station | Plant name: changed from Zwijndrecht Lanxess power station to Arlanxeo Zwijndrecht power station; | Correction
v0.1 | v1 | BG-1 | Neftochim Refinery power station | Capacity installed: changed from 216.0 to 840.0; | Correction
v0.1 | v1 | BG-2 | Bobov Dol power station | Capacity planned: changed from 180.0 to 38.9; | Correction
v0.1 | v1 | BG-9 | Varna power station | Plant name: changed from Varna thermal power plant to Varna power station; | Correction
v0.1 | v1 | DK-10 | Fyns power station | (Planned) retirement last unit: changed from 2029 to 2030; | Correction
v0.1 | v1 | EE-1 | Iru power station | Plant name: changed from Iru Power Plant to Iru power station; | Correction
v0.1 | v1 | FR-2 | Sethelec D'Arles power station | Capacity installed: changed from 45.0 to 43.0; | Correction
v0.1 | v1 | FR-4 | Bouchain power station | Parent owners: changed from TotalEnergies to EDF; | Correction
v0.1 | v1 | FR-5 | Combigolfe power station | Capacity installed: changed from 453.0 to 435.0; | Correction
v0.1 | v1 | FR-6 | Cycofos power station | Capacity installed: changed from 514.0 to 428.0; | Correction
v0.1 | v1 | FR-28 | Bilho power station | Parent owners: changed from Engie to not found; | Correction
v0.1 | v1 | FR-29 | Montoir-De-Bretagne power station | Capacity installed: changed from 446.0 to 478.0; | Correction
v0.1 | v1 | FR-32 | Emile Huchet power station | Parent owners: changed from EPH to TotalEnergies; | Correction
v0.1 | v1 | FR-35 | Saint-Ouen-sur-Seine power station | Capacity installed: changed from 120.0 to 125.0; | Correction
v0.1 | v1 | FR-39 | Vitry-sur-Seine cogeneration power station | Parent owners: changed from EDF to Engie; | Correction
v0.1 | v1 | DE-1 | Ahrensfelde power station | Parent owners: changed from LEAG to EPH; | Correction
v0.1 | v1 | DE-2 | Altbach/Deizisau power station | Plant name: changed from Altbach/Deizisau thermal power plant to Altbach/Deizisau power station; | Correction
v0.1 | v1 | DE-5 | Augsburg power station | Plant name: changed from Augsburg thermal power plant to Augsburg power station; | Correction
v0.1 | v1 | DE-6 | Augsburg-Ost combined heat and power station | Plant name: changed from Augsburg-Ost combined heat and power plant to Augsburg-Ost combined heat and power station; | Correction
v0.1 | v1 | DE-10 | Berlin Mitte power station | Plant name: changed from Berlin Mitte thermal power plant to Berlin Mitte power station; | Correction
v0.1 | v1 | DE-11 | Berlin-Klingenberg power station | Plant name: changed from Berlin-Klingenberg thermal power plant to Berlin-Klingenberg power station; | Correction
v0.1 | v1 | DE-13 | Charlottenburg power station | Plant name: changed from Charlottenburg thermal power plant to Charlottenburg power station; | Correction
v0.1 | v1 | DE-14 | Lichterfelde power station | Plant name: changed from Lichterfelde thermal power plant to Lichterfelde power station; | Correction
v0.1 | v1 | DE-16 | Schildescher Strasse power station | Plant name: changed from Schildescher Strasse thermal power plant to Schildescher Strasse power station; | Correction
v0.1 | v1 | DE-17 | Bitterfeld power station | Capacity installed: changed from 108.0 to 110.0; | Correction
v0.1 | v1 | DE-20 | Bonn-Nord power station | Plant name: changed from Bonn-Nord thermal power plant to Bonn-Nord power station; | Correction
v0.1 | v1 | DE-22 | Brandenburg Havel power station | Plant name: changed from Brandenburg Havel thermal power plant to Brandenburg Havel power station; | Correction
v0.1 | v1 | DE-23 | Braunschweig Mitte power station | Plant name: changed from Braunschweig Mitte thermal power plant to Braunschweig Mitte power station; | Correction
v0.1 | v1 | DE-24 | Braunschweig Nord power station | Plant name: changed from Braunschweig Nord thermal power plant to Braunschweig Nord power station; | Correction
v0.1 | v1 | DE-26 | Burghausen power station | Capacity installed: changed from 220.4 to 233.9; | Correction
v0.1 | v1 | DE-29 | Dessau power station | Plant name: changed from Dessau thermal power plant to Dessau power station; | Correction
v0.1 | v1 | DE-32 | Duisburg III power station | Plant name: changed from Duisburg III thermal power plant to Duisburg III power station; | Correction
v0.1 | v1 | DE-33 | Power station DK | Plant name: changed from Power plant DK to Power station DK; | Correction
v0.1 | v1 | DE-35 | Model Saxony Paper power station | Capacity installed: changed from 46.9 to 46.8; | Correction
v0.1 | v1 | DE-39 | Eltmann power station | Plant name: changed from Eltmann thermal power plant to Eltmann power station; | Correction
v0.1 | v1 | DE-40 | Emden power station | Parent owners: changed from Statkraft AS to Statkraft; | Correction
v0.1 | v1 | DE-41 | Erfurt-Ost power station | Capacity installed: changed from 113.0 to 123.5; | Correction
v0.1 | v1 | DE-42 | Erlangen power station | Plant name: changed from Erlangen thermal power plant to Erlangen power station; Capacity installed: changed from 21.6 to 44.6; | Correction
v0.1 | v1 | DE-44 | Weisweiler power station | Plant name: changed from Weissweiler power station to Weisweiler power station; Capacity planned: changed from 0.0 to 800.0; | Correction | Merged with DE-163
v0.1 | v1 | DE-48 | Niederrad power station | Plant name: changed from Niederrad thermal power plant to Niederrad power station; | Correction
v0.1 | v1 | DE-50 | Grenzach-Wyhlen power station | Parent owners: changed from E.On,DSM to E.On; | Correction
v0.1 | v1 | DE-53 | Hagen-Kabel power station | Plant name: changed from Hagen-Kabel thermal power plant to Hagen-Kabel power station; | Correction
v0.1 | v1 | DE-54 | Halle Dieselstrasse power station | Plant name: changed from Halle Dieselstrasse thermal power plant to Halle Dieselstrasse power station; | Correction
v0.1 | v1 | DE-55 | Halle Trotha power station | Plant name: changed from Halle Trotha thermal power plant to Halle Trotha power station; Capacity installed: changed from 56.2 to 68.4; | Correction
v0.1 | v1 | DE-59 | Cuno herdecke power station | Capacity installed: changed from 417.0 to 423.0; Commissioning first unit: changed from 2007 to 2004; Parent owners: changed from City of Hagen,Statkraft AS to City of Hagen,Statkraft; | Correction
v0.1 | v1 | DE-60 | WI power station | Capacity installed: changed from 80.7 to 109.6; Commissioning first unit: changed from 1982 to 1962; | Correction
v0.1 | v1 | DE-61 | Knapsack Gas power station | Capacity installed: changed from 738.0 to 1326.0; Parent owners: changed from Statkraft AS to Statkraft; | Correction
v0.1 | v1 | DE-62 | Jena power station | Parent owners: changed from KEBT,TEAG to KEBT; | Correction
v0.1 | v1 | DE-64 | Karchestraße power station | Plant name: changed from Karchestraße thermal power plant to Karchestraße power station; | Correction
v0.1 | v1 | DE-65 | Rheinhafen steam power station | Plant name: changed from Rheinhafen steam power plant to Rheinhafen steam power station; | Correction
v0.1 | v1 | DE-66 | SW Karlsruhe power station | Plant name: changed from SW Karlsruhe thermal power plant to SW Karlsruhe power station; | Correction
v0.1 | v1 | DE-67 | Kassel Kombi power station | Plant name: changed from Kassel Kombi thermal power plant to Kassel Kombi power station; | Correction
v0.1 | v1 | DE-68 | Kelheim Fibers power station | Capacity installed: changed from 46.7 to 54.8; Commissioning first unit: changed from 1970 to 1952; Latitude: changed from 50.16164 to 48.90476; Longitude: changed from 8.6367 to 11.90421; | Correction
v0.1 | v1 | DE-70 | Merheim RheinEnergie power station | Plant name: changed from Merheim RheinEnergie thermal power plant to Merheim RheinEnergie power station; | Correction
v0.1 | v1 | DE-72 | Niehl power station | Capacity installed: changed from 718.9 to 865.9; | Correction
v0.1 | v1 | DE-73 | Anlage Krefeld DT power station | Capacity installed: changed from 25.7 to 39.7; | Correction
v0.1 | v1 | DE-74 | Chempark Krefeld-Uerdingen power station | Capacity installed: changed from 45.5 to 74.5; | Correction
v0.1 | v1 | DE-75 | Landesbergen power station | Parent owners: changed from Statkraft AS to Statkraft; | Correction
v0.1 | v1 | DE-84 | Mainz power station | Plant name: changed from Mainz power station 2 to Mainz power station; Capacity installed: changed from 340.0 to 771.0; | Correction
v0.1 | v1 | DE-85 | Mainz power station KW 5 | Plant name: changed from Mainz power station 3 to Mainz power station KW 5; Capacity installed: changed from 431.0 to 99.3; Commissioning first unit: changed from 2001 to 2020; | Correction
v0.1 | v1 | DE-86 | Essity Operations Mannheim power station | Capacity installed: changed from 28.4 to 45.5; | Correction
v0.1 | v1 | DE-90 | SWM Freimann power station | Plant name: changed from SWM Freimann thermal power plant to SWM Freimann power station; | Correction
v0.1 | v1 | DE-91 | Muenster Port power station | Capacity installed: changed from 97.2 to 100.9; | Correction
v0.1 | v1 | DE-95 | Sandreuth power station | Plant name: changed from Sandreuth thermal power plant to Sandreuth power station; Capacity installed: changed from 264.0 to 199.9; | Correction
v0.1 | v1 | DE-96 | Oberhausen power station | Capacity installed: changed from 21.5 to 30.3; | Correction
v0.1 | v1 | DE-97 | Pforzheim power station | Capacity installed: changed from 30.6 to 51.0; | Correction
v0.1 | v1 | DE-98 | Philippsthal power station | Capacity installed: changed from 32.0 to 119.7; Commissioning first unit: changed from 2012 to 1962; | Correction
v0.1 | v1 | DE-103 | Anlage Ruesselsheim power station | Plant name: changed from Anlage Ruesselsheim thermal power plant to Anlage Ruesselsheim power station; | Correction
v0.1 | v1 | DE-104 | Roemerbruecke power station | Plant name: changed from Roemerbruecke thermal power plant to Roemerbruecke power station; | Correction
v0.1 | v1 | DE-105 | ZF SBR thermal power station | Plant name: changed from ZF SBR thermal power plant to ZF SBR thermal power station; | Correction
v0.1 | v1 | DE-107 | UPM Schongau power station | Capacity installed: changed from 138.0 to 147.1; | Correction
v0.1 | v1 | DE-111 | Mercedes-Benz plant Sindelfingen power station | Plant name: changed from Mercedes-Benz plant Sindelfingen thermal power plant to Mercedes-Benz plant Sindelfingen power station; | Correction
v0.1 | v1 | DE-112 | Stade power station | Capacity installed: changed from 134.9 to 161.9; Commissioning first unit: changed from 2014 to 1975; | Correction
v0.1 | v1 | DE-125 | Woerth thermal power station | Plant name: changed from Woerth thermal power plant to Woerth thermal power station; | Correction
v0.1 | v1 | DE-126 | Barmen power station | Capacity installed: changed from 84.4 to 87.0; | Correction
v0.1 | v1 | DE-127 | Friedensbruecke power station | Plant name: changed from Friedensbruecke thermal power plant to Friedensbruecke power station; | Correction
v0.1 | v1 | DE-128 | Zielitz power station | Capacity installed: changed from 29.5 to 75.9; Commissioning first unit: changed from 2010 to 1980; | Correction
v0.1 | v1 | DE-129 | Thyrow power station | Parent owners: changed from LEAG to EPH; | Correction
v0.1 | v1 | DE-135 | Emsland Mill power station | Capacity installed: changed from 81.3 to 85.3; | Correction
v0.1 | v1 | DE-139 | Leipheim power station | Parent owners: changed from LEAG to EPH; | Correction
v0.1 | v1 | DE-148 | Dresden-Reick power station | Capacity installed: changed from 92.0 to 93.6; Commissioning first unit: changed from 2022 to 2004; | Correction
v0.1 | v1 | DE-154 | Janschwalde power station | Parent owners: changed from LEAG to EPH; | Correction
v0.1 | v1 | DE-155 | Lippendorf power station | Parent owners: changed from LEAG to EPH; | Correction
v0.1 | v1 | DE-159 | Schwarze Pumpe power station | Parent owners: changed from LEAG to EPH; | Correction
v0.1 | v1 | GR-13 | Larissa Thermoelectric power station | Capacity planned: changed from 900.0 to 882.0; | Correction
v0.1 | v1 | GR-17 | Ptolemaïda power station | Capacity planned: changed from 660.0 to 1000.0; | Correction
v0.1 | v1 | GR-19 | Thessaloniki power station | Parent owners: changed from Hellenic Petroleum to EDF; | Correction
v0.1 | v1 | GR-20 | Thisvi Elpedison power station | Parent owners: changed from Hellenic Petroleum to EDF; | Correction
v0.1 | v1 | HU-1 | Ajka power station | Capacity installed: changed from 114.0 to 116.0; | Correction
v0.1 | v1 | HU-6 | ISD Power station | Commissioning first unit: changed from unknown to 1951; | Correction
v0.1 | v1 | HU-7 | Kelenföldi Erőmű power station | Parent owners: changed from EDF to Veolia; | Correction
v0.1 | v1 | HU-8 | Kispesti Erőmű power station | Parent owners: changed from EDF to Veolia; | Correction
v0.1 | v1 | HU-16 | Tisza power station | Secondary fuel: changed from nan to oil; | Correction
v0.1 | v1 | HU-18 | Újpesti power station | Parent owners: changed from EDF to Veolia; | Correction
v0.1 | v1 | IE-1 | Aghada power station | Secondary fuel: changed from nan to oil; | Correction
v0.1 | v1 | IE-8 | Derrygreenagh power station | Plant name: changed from Derrygreenagh power plant to Derrygreenagh power station; | Correction
v0.1 | v1 | IE-9 | Dublin Bay power station | Secondary fuel: changed from nan to oil; Capacity installed: changed from 405.0 to 415.0; | Correction
v0.1 | v1 | IE-13 | Great Island power station | Secondary fuel: changed from nan to oil; Capacity installed: changed from 460.0 to 464.0; | Correction
v0.1 | v1 | IE-14 | Huntstown power station | Capacity planned: changed from 122.0 to 72.0; Capacity under construction: changed from 0.0 to 50.0; | Correction
v0.1 | v1 | IT-5 | Larino power station | Capacity installed: changed from 248.0 to 250.0; (Planned) retirement last unit: changed from not planned to 2040; | Correction
v0.1 | v1 | IT-10 | Boffalora power station | Parent owners: changed from Engie to not found; | Correction
v0.1 | v1 | IT-17 | La Casella power station | Capacity installed: changed from 1524.0 to 1562.0; Capacity planned: changed from 870.0 to 0.0; Capacity cancelled: changed from 0.0 to 870.0; (Planned) retirement last unit: changed from not planned to 2040; | Correction
v0.1 | v1 | IT-18 | Castelmassa power station | Parent owners: changed from Engie to Cargill Incorporated; | Correction
v0.1 | v1 | IT-23 | Torrevaldaliga Sud power station | Capacity installed: changed from 1460.0 to 1140.0; Commissioning first unit: changed from unknown to 2004; | Correction
v0.1 | v1 | IT-31 | Andrea Palladio power station | (Planned) retirement last unit: changed from not planned to 2040; | Correction
v0.1 | v1 | IT-38 | La Spezia power station | (Planned) retirement last unit: changed from not planned to 2040; | Correction
v0.1 | v1 | IT-39 | Leini power station | Capacity installed: changed from 380.0 to 390.0; | Correction
v0.1 | v1 | IT-41 | Brindisi Sud power station | (Planned) retirement last unit: changed from not planned to 2040; | Correction
v0.1 | v1 | IT-43 | Santa Barbara power station | Capacity installed: changed from 392.0 to 396.0; (Planned) retirement last unit: changed from not planned to 2040; | Correction
v0.1 | v1 | IT-49 | Montalto Di Castro power station | Capacity installed: changed from 960.0 to 1090.0; | Correction
v0.1 | v1 | IT-50 | Napoli Levante power station | Capacity installed: changed from 400.0 to 387.0; | Correction
v0.1 | v1 | IT-54 | Ostiglia power station | Capacity installed: changed from 1168.0 to 1164.0; Capacity planned: changed from 923.6 to 0.0; Capacity under construction: changed from 0.0 to 880.0; | Update
v0.1 | v1 | IT-55 | Pietrafitta power station | Capacity installed: changed from 365.0 to 376.0; (Planned) retirement last unit: changed from not planned to 2040; | Correction
v0.1 | v1 | IT-61 | Porto Corsini power station | Capacity installed: changed from 704.0 to 783.0; (Planned) retirement last unit: changed from not planned to 2040; | Correction
v0.1 | v1 | IT-62 | Porto Empedocle power station | Capacity installed: changed from 80.0 to 78.0; (Planned) retirement last unit: changed from not planned to 2040; | Correction
v0.1 | v1 | IT-70 | Priolo Gargallo power station | Capacity installed: changed from 700.0 to 790.0; (Planned) retirement last unit: changed from not planned to 2040; | Correction
v0.1 | v1 | IT-76 | Rosignano power station | Parent owners: changed from Solvay to Solvay,Finnmeccanica; | Correction
v0.1 | v1 | IT-77 | Rossano power station | (Planned) retirement last unit: changed from not planned to 2040; | Correction
v0.1 | v1 | IT-90 | Spinetta Marengo power station | Parent owners: changed from Engie to Solvay,not found; | Correction
v0.1 | v1 | IT-94 | Tavazzano power station | Capacity installed: changed from 1150.0 to 1170.0; Capacity under construction: changed from 850.0 to 800.0; | Correction
v0.1 | v1 | IT-95 | Termini Imerese power station | Capacity installed: changed from 1221.0 to 1084.0; Capacity planned: changed from 300.0 to 0.0; Capacity retired: changed from 0.0 to 320.0; (Planned) retirement last unit: changed from not planned to 2040; | Correction
v0.1 | v1 | IT-101 | Torino Mirafiori power station | Capacity installed: changed from 146.0 to 206.9; Parent owners: changed from Fiat to EDF; | Correction
v0.1 | v1 | IT-104 | Trapani power station | Capacity planned: changed from 220.0 to 0.0; | Correction
v0.1 | v1 | IT-106 | Leri Cavour Trino power station | (Planned) retirement last unit: changed from not planned to 2040; | Correction
v0.1 | v1 | IT-110 | Vado Ligure power station | Capacity installed: changed from 793.0 to 782.0; | Correction
v0.1 | v1 | IT-117 | Voghera power station | Capacity installed: changed from 381.0 to 404.0; | Correction
v0.1 | v1 | LT-2 | Achema power station | Plant name: changed from Achema power plant to Achema power station; | Correction
v0.1 | v1 | NL-5 | Bergum power station | Capacity installed: changed from 808.0 to 810.0; | Correction
v0.1 | v1 | NL-15 | EEMS power station | Plant name: changed from EEM power station to EEMS power station; Capacity installed: changed from 1931.0 to 1926.0; | Correction
v0.1 | v1 | NL-18 | Enecogen power station | (Planned) retirement last unit: changed from not planned to 2035; | Correction
v0.1 | v1 | NL-24 | Lage Weide 6 power station | (Planned) retirement last unit: changed from not planned to 2035; | Correction
v0.1 | v1 | NL-30 | Maxima Flevo power station | Plant name: changed from Maxima power station to Maxima Flevo power station; Capacity installed: changed from 880.0 to 888.0; | Correction
v0.1 | v1 | PL-5 | Gorzow power station | (Planned) retirement last unit: changed from not planned to 2042; | Correction
v0.1 | v1 | PL-9 | Lublin - Wrotkow power station | (Planned) retirement last unit: changed from 2030 to 2042; | Correction
v0.1 | v1 | PL-11 | Dolna Odra power station | (Planned) retirement last unit: changed from not planned to 2042; | Correction
v0.1 | v1 | PL-16 | Rybnik power station | (Planned) retirement last unit: changed from not planned to 2042; | Correction
v0.1 | v1 | PL-17 | Rzeszow power station | (Planned) retirement last unit: changed from not planned to 2042; | Correction
v0.1 | v1 | PL-18 | Siechnice power station | (Planned) retirement last unit: changed from not planned to 2042; | Correction
v0.1 | v1 | PL-21 | Torun power station | (Planned) retirement last unit: changed from not planned to 2042; | Correction
v0.1 | v1 | PL-26 | Zielona Góra power station | (Planned) retirement last unit: changed from not planned to 2042; | Correction
v0.1 | v1 | PL-27 | Bydgoszcz power station | (Planned) retirement last unit: changed from not planned to 2042; | Correction
v0.1 | v1 | PT-9 | Turbogas Tapada do Outeiro power station | Plant name: changed from Tapada do Outeiro power station to Turbogas Tapada do Outeiro power station; | Correction
v0.1 | v1 | PT-10 | Elecgas Pego power station | (Planned) retirement last unit: changed from not planned to 2040; Parent owners: changed from ElecGas to Enel,Engie; | Correction
v0.1 | v1 | RO-10 | Craiova II power station | Commissioning first unit: changed from 2024 to 2026; | Update
v0.1 | v1 | RO-16 | Isalnita power station | Plant status: changed from construction to planned; Capacity planned: changed from 0.0 to 850.0; Capacity under construction: changed from 850.0 to 0.0; Commissioning first unit: changed from 2026 to 2027; | Correction and Update
v0.1 | v1 | RO-21 | Petromidia Refinery power station | Commissioning first unit: changed from 2023 to 2024; | Update
v0.1 | v1 | RO-24 | Turceni power station | Commissioning first unit: changed from 2024 to 2026; | Update
v0.1 | v1 | RS-3 | Novi Sad power station | Capacity installed: changed from 255.0 to 285.0; | Correction
v0.1 | v1 | RS-4 | Pančevo power station | Capacity installed: changed from 189.0 to 197.0; Parent owners: changed from nan to Gazprom; | Correction
v0.1 | v1 | ES-7 | El Fangal Cartagena power station | Plant name: changed from El Fangal power station to El Fangal Cartagena power station; | Correction
v0.1 | v1 | ES-9 | As Pontes power station | Plant name: changed from Puentes de Garcia Rodriguez power station to As Pontes power station; (Planned) retirement last unit: changed from not planned to 2040; Parent owners: changed from Engie to Enel; | Correction
v0.1 | v1 | ES-11 | Castejon power station TotalEnergies | Plant name: changed from Castejon power station to Castejon power station TotalEnergies; Capacity installed: changed from 1222.3 to 843.4; Parent owners: changed from TotalEnergies,Iberdrola to TotalEnergies; | Correction | Separated ES-70 from ES-11
v0.1 | v1 | ES-13 | Castelnou power station | Capacity installed: changed from 790.7 to 791.0; Parent owners: changed from Grupo ACS to Engie; | Correction
v0.1 | v1 | ES-16 | Cristobal Colon power station | Capacity installed: changed from 390.9 to 391.0; (Planned) retirement last unit: changed from not planned to 2040; Parent owners: changed from Endesa to Enel; | Correction
v0.1 | v1 | ES-21 | Besos 5 power station | (Planned) retirement last unit: changed from not planned to 2040; Parent owners: changed from Endesa to Enel; | Correction
v0.1 | v1 | ES-22 | Besos combined cycle power station | Capacity installed: changed from 811.7 to 811.8; Parent owners: changed from Endesa,Naturgy to Enel,Naturgy; | Correction
v0.1 | v1 | ES-25 | San Roque combined cycle power station | Capacity installed: changed from 791.7 to 791.9; Parent owners: changed from Endesa to Naturgy,Enel; | Correction
v0.1 | v1 | ES-62 | Alcúdia power station | (Planned) retirement last unit: changed from not planned to 2040; Parent owners: changed from Endesa to Enel; | Correction
v0.1 | v1 | ES-63 | Barranco de Tirajana power station | (Planned) retirement last unit: changed from not planned to 2040; Parent owners: changed from Endesa to Enel; | Correction
v0.1 | v1 | ES-64 | Ca's Tresorer power station | Capacity installed: changed from 460.0 to 474.3; (Planned) retirement last unit: changed from not planned to 2040; Parent owners: changed from Endesa to Enel; | Correction
v0.1 | v1 | ES-67 | Son Reus power station | Capacity installed: changed from 459.0 to 457.7; (Planned) retirement last unit: changed from not planned to 2040; Parent owners: changed from Endesa to Enel; | Correction
v0.1 | v1 | ES-68 | Vila Ibiza power station | Capacity installed: changed from 100.0 to 125.0; (Planned) retirement last unit: changed from not planned to 2040; Parent owners: changed from Endesa to Enel; | Correction
v0.1 | v1 | ES-69 | Abono power station | Plant name: changed from Abono power plant to Abono power station; | Correction
v0.1 | v1 | SE-2 | Heleneholms power station | Capacity installed: changed from 130.0 to 100.0; (Planned) retirement last unit: changed from 2025 to not planned; | Correction
v0.1 | v1 | SE-4 | Öresund power station | (Planned) retirement last unit: changed from 2022 to not planned; | Correction
v0.1 | v1 | TR-11 | Baymina Ankara power station | Parent owners: changed from Engie to Palmet Enerji; | Correction
v0.1 | v1 | UK-1 | Baglan Bay power station | Plant status: changed from installed to retired; Capacity installed: changed from 552.0 to 0.0; Capacity retired: changed from 0.0 to 552.0; (Planned) retirement last unit: changed from not planned to 2023; | Update
v0.1 | v1 | UK-13 | Hythe power station | Capacity installed: changed from 44.0 to 53.0; | Correction
v0.1 | v1 | UK-42 | Sutton Bridge Power Station | (Planned) retirement last unit: changed from 2021 to not planned; | Correction
v0.1 | v1 | UK-43 | Didcot B power station | Plant name: changed from Didcot B power plant to Didcot B power station; | Correction
v0.1 | v1 | UK-49 | Cheshire power station | Capacity under construction: changed from 0.0 to 20.0; (Planned) retirement last unit: changed from 2023 to not planned; | Correction
v0.1 | v1 | UK-57 | Didcot power station | (Planned) retirement last unit: changed from 2024 to not planned; | Correction
v0.1 | v1 | UK-65 | Grimsby power station | Capacity under construction: changed from 0.0 to 20.0; (Planned) retirement last unit: changed from 2023 to not planned; | Correction
v0.1 | v1 | UK-90 | Tees Combined-Cycle Power Station | Plant name: changed from Tees Combined-Cycle Power Plant to Tees Combined-Cycle Power Station; | Correction
v1 | v1.1 | CY-1 | Mari power station | Added | Correction | Previously missing in database
v1 | v1.1 | CZ-14 | Opatovice power station | Added | Correction | Previously missing in database
v1 | v1.1 | CZ-15 | Plzen power station | Added | Correction | Previously missing in database
v1 | v1.1 | DE-219 | Werne power station | Added | Update | New
v1 | v1.1 | DE-220 | Bergkamen power station | Added | Update | New
v1 | v1.1 | IT-134 | Metaenergia Termoli power station | Added | Correction | Previously wrongly merged with IT-97
v1 | v1.1 | PL-30 | Gdynia power station | Added | Correction | Previously missing in database
v1 | v1.1 | PT-14 | Sines Refinery power station | Added | Correction | Previously missing in database
v1 | v1.1 | PT-15 | Vitória power station | Added | Correction | Previously missing in database
v1 | v1.1 | ES-71 | Villarrobledo power station | Added | Correction | Previously missing in database
v1 | v1.1 | UK-79 | Eggborough power station | Added | Correction | Previously missing in database
v1 | v1.1 | UK-99 | Abergelli power station | Added | Correction | Previously missing in database
v1 | v1.1 | UK-100 | Gateway Energy Centre | Added | Correction | Previously missing in database
v1 | v1.1 | UK-101 | North Killingholme power station | Added | Correction | Previously missing in database
v1 | v1.1 | UK-102 | Pencoed power station | Added | Correction | Previously missing in database
v1 | v1.1 | UK-103 | Progress power station | Added | Correction | Previously missing in database
v1 | v1.1 | IT-51 | Nera Montoro power station | Removed | Correction | Only 9 MW, below BFF's database threshold
v1 | v1.1 | IT-96 | Serene Termoli power station | Removed | Correction | Retired before 2023
v1 | v1.1 | NL-34 | Parenco Paper Mill power station | Removed | Correction | Main fuel is biofuel, not fossil gas
v1 | v1.1 | BE-25 | Amercoeur power station | Capacity planned: changed from 320.0 to 0.0; Capacity cancelled: changed from 0.0 to 320.0; | Update
v1 | v1.1 | BE-28 | Vilvoorde power station | Capacity shelved: changed from 870.0 to 0.0; Capacity cancelled: changed from 0.0 to 870.0; | Update
v1 | v1.1 | CZ-8 | Komorany heating plant | Parent owners: changed from EPH to EP Corporate Group; | Update | EPH was renamed EP Corporate Group, as per new ownership structure
v1 | v1.1 | DE-1 | Ahrensfelde power station | Parent owners: changed from EPH to EP Corporate Group; | Update | EPH was renamed EP Corporate Group, as per new ownership structure
v1 | v1.1 | DE-21 | Kirchmoeser power station | Parent owners: changed from Fortum to Uniper; | Correction | Fortum sold Uniper to the German Government in 2022
v1 | v1.1 | DE-38 | Huntorf power station | Parent owners: changed from Fortum to Uniper; | Correction | Fortum sold Uniper to the German Government in 2022
v1 | v1.1 | DE-52 | Staudinger 4 power station | Parent owners: changed from Fortum to Uniper; | Correction | Fortum sold Uniper to the German Government in 2022
v1 | v1.1 | DE-57 | Trianel Hamm power station | Secondary fuel: changed from nan to hydrogen; Capacity planned: changed from 0.0 to 500.0; Latitude: changed from 51.67419 to 51.67395; Longitude: changed from 7.93035 to 7.92915; | Correction
v1 | v1.1 | DE-94 | Franken 1 power station | Parent owners: changed from Fortum to Uniper; | Correction | Fortum sold Uniper to the German Government in 2022
v1 | v1.1 | DE-114 | Irsching 4 power station | Parent owners: changed from Fortum to Uniper; | Correction | Fortum sold Uniper to the German Government in 2022
v1 | v1.1 | DE-129 | Thyrow power station | Parent owners: changed from EPH to EP Corporate Group; | Update | EPH was renamed EP Corporate Group, as per new ownership structure
v1 | v1.1 | DE-136 | Scholven power station | Parent owners: changed from Fortum to Uniper; | Correction | Fortum sold Uniper to the German Government in 2022
v1 | v1.1 | DE-139 | Leipheim power station | Capacity planned: changed from 0.0 to 550.0; Parent owners: changed from EPH to EP Corporate Group; | Correction | EPH was renamed EP Corporate Group, as per new ownership structure. One unit previously missing.
v1 | v1.1 | DE-144 | Irsching 6 power station | Parent owners: changed from Fortum to Uniper; | Correction | Fortum sold Uniper to the German Government in 2022
v1 | v1.1 | DE-151 | Griesheim Reserve power station | Plant status: changed from planned to shelved; Capacity planned: changed from 500.0 to 0.0; Capacity shelved: changed from 0.0 to 500.0; | Correction
v1 | v1.1 | DE-152 | Gundelfingen Reserve power station | Plant status: changed from planned to shelved; Capacity planned: changed from 1200.0 to 0.0; Capacity shelved: changed from 0.0 to 1200.0; | Correction
v1 | v1.1 | DE-154 | Janschwalde power station | Parent owners: changed from EPH to EP Corporate Group; | Update | EPH was renamed EP Corporate Group, as per new ownership structure
v1 | v1.1 | DE-155 | Lippendorf power station | Parent owners: changed from EPH to EP Corporate Group; | Update | EPH was renamed EP Corporate Group, as per new ownership structure
v1 | v1.1 | DE-159 | Schwarze Pumpe power station | Capacity planned: changed from 800.0 to 870.0; Parent owners: changed from EPH to EP Corporate Group; | Correction and Update | EPH was renamed EP Corporate Group, as per new ownership structure
v1 | v1.1 | DE-160 | Stuttgart-Muenster power station | Capacity under construction: changed from 135.0 to 124.0; | Correction
v1 | v1.1 | DE-161 | Dradenau power station | Commissioning first unit: changed from 2024 to 2025; | Correction
v1 | v1.1 | HU-5 | Gönyűi power station | Parent owners: changed from Fortum to Uniper; | Correction | Fortum sold Uniper to the German Government in 2022
v1 | v1.1 | IE-4 | Castlelost Flexgen power station | Parent owners: changed from Lumcloon Energy to Vitol,Lumcloon Energy; | Correction
v1 | v1.1 | IE-10 | EP Energy Developments power station | Parent owners: changed from EPH to EP Corporate Group; | Update | EPH was renamed EP Corporate Group, as per new ownership structure
v1 | v1.1 | IE-14 | Huntstown power station | Capacity installed: changed from 742.0 to 745.0; | Correction
v1 | v1.1 | IE-26 | Tynagh power station | Parent owners: changed from EPH to EP Corporate Group; | Update | EPH was renamed EP Corporate Group, as per new ownership structure
v1 | v1.1 | IT-9 | Benevento power station | Plant status: changed from shelved to planned; Capacity planned: changed from 0.0 to 400.0; Capacity shelved: changed from 385.0 to 0.0; | Update
v1 | v1.1 | IT-15 | Cassano D'Adda power station | Capacity installed: changed from 760.0 to 848.0; Commissioning first unit: changed from 2003 to 2006; | Correction
v1 | v1.1 | IT-21 | Chivasso power station | Capacity installed: changed from 1123.0 to 1208.0; | Correction
v1 | v1.1 | IT-23 | Torrevaldaliga Sud power station | Capacity shelved: changed from 900.0 to 0.0; Capacity cancelled: changed from 0.0 to 900.0; | Correction
v1 | v1.1 | IT-32 | Genova Sampierdarena power station | Capacity installed: changed from 30.0 to 25.0; Parent owners: changed from Finnmeccanica to Iren; | Correction
v1 | v1.1 | IT-33 | Pace Del Mela power station | Plant status: changed from planned to construction; Capacity planned: changed from 60.0 to 0.0; Capacity under construction: changed from 0.0 to 60.0; Commissioning first unit: changed from 2022 to 2024; | Update
v1 | v1.1 | IT-40 | Livorno Ferraris power station | Parent owners: changed from EPH to EP Corporate Group; | Update | EPH was renamed EP Corporate Group, as per new ownership structure
v1 | v1.1 | IT-48 | Monfalcone power station | Capacity planned: changed from 860.0 to 880.0; Commissioning first unit: changed from 2024 to 2026; | Update
v1 | v1.1 | IT-54 | Ostiglia power station | Parent owners: changed from EPH to EP Corporate Group; | Update | EPH was renamed EP Corporate Group, as per new ownership structure
v1 | v1.1 | IT-57 | Piacenza power station | Capacity installed: changed from 806.0 to 841.0; | Correction
v1 | v1.1 | IT-60 | Ponti sul Mincio power station | Capacity installed: changed from 400.0 to 380.0; | Correction
v1 | v1.1 | IT-64 | Fiume Santo power station | Parent owners: changed from EPH to EP Corporate Group; | Update | EPH was renamed EP Corporate Group, as per new ownership structure
v1 | v1.1 | IT-66 | Presenzano Edison power station | Plant status: changed from construction to installed; Capacity installed: changed from 0.0 to 810.0; Capacity under construction: changed from 810.0 to 0.0; | Update
v1 | v1.1 | IT-72 | Reggio Emilia New Energy Pole power station | Capacity installed: changed from 63.0 to 81.5; Commissioning first unit: changed from 2004 to 2005; | Correction
v1 | v1.1 | IT-76 | Rosignano power station | Parent owners: changed from Solvay,Finnmeccanica to Solvay,Finnmeccanica,Marubeni; | Correction
v1 | v1.1 | IT-83 | Scandale power station | Parent owners: changed from EPH to EP Corporate Group; | Update | EPH was renamed EP Corporate Group, as per new ownership structure
v1 | v1.1 | IT-84 | Sermide power station | Capacity installed: changed from 1151.0 to 1158.0; City: changed from SERMIDE to Sermide; | Correction
v1 | v1.1 | IT-94 | Tavazzano power station | Parent owners: changed from EPH to EP Corporate Group; | Update | EPH was renamed EP Corporate Group, as per new ownership structure
v1 | v1.1 | IT-97 | Termoli power station | Capacity installed: changed from 769.0 to 770.0; Capacity under construction: changed from 72.0 to 0.0; Parent owners: changed from F2i,Metaenergia to F2i; | Correction | Separated IT-134 from IT-97
v1 | v1.1 | IT-102 | Torino Nord power station | Capacity installed: changed from 395.0 to 390.0; | Correction
v1 | v1.1 | IT-104 | Trapani power station | Parent owners: changed from EPH to EP Corporate Group; | Update | EPH was renamed EP Corporate Group, as per new ownership structure
v1 | v1.1 | IT-109 | Turbigo power station | Capacity installed: changed from 855.0 to 1285.0; Capacity under construction: changed from 430.0 to 0.0; Commissioning first unit: changed from 2008 to 2007; | Correction | The unit tha was previously noted as in construction went live in 2022
v1 | v1.1 | IT-110 | Vado Ligure power station | Capacity shelved: changed from 900.0 to 0.0; Capacity cancelled: changed from 0.0 to 900.0; | Correction
v1 | v1.1 | NL-5 | Bergum power station | Capacity installed: changed from 810.0 to 146.0; Commissioning first unit: changed from unknown to 2019; | Correction | Part of the units are already retired
v1 | v1.1 | NL-11 | Den Haag power station | Parent owners: changed from Fortum to Uniper; | Correction | Fortum sold Uniper to the German Government in 2022
v1 | v1.1 | NL-18 | Enecogen power station | Parent owners: changed from Mitsubishi,EPH to Mitsubishi,EP Corporate Group; | Update | EPH was renamed EP Corporate Group, as per new ownership structure
v1 | v1.1 | NL-25 | Leiden power station | Parent owners: changed from Fortum to Uniper; | Correction | Fortum sold Uniper to the German Government in 2022
v1 | v1.1 | NL-28 | Maasvlakte Ucml power station | Parent owners: changed from Fortum to Uniper; | Correction | Fortum sold Uniper to the German Government in 2022
v1 | v1.1 | NL-37 | Rijnmond 1 power station | Parent owners: changed from EPH to EP Corporate Group; | Update | EPH was renamed EP Corporate Group, as per new ownership structure
v1 | v1.1 | NL-38 | Rotterdam Capelle (RoCa) power station | Parent owners: changed from Fortum to Uniper; | Correction | Fortum sold Uniper to the German Government in 2022
v1 | v1.1 | NL-40 | Sloe power station | Parent owners: changed from EPH to EP Corporate Group; | Update | EPH was renamed EP Corporate Group, as per new ownership structure
v1 | v1.1 | NL-46 | EP NL Rijnmond 2 | Parent owners: changed from EPH to EP Corporate Group; | Update | EPH was renamed EP Corporate Group, as per new ownership structure
v1 | v1.1 | RO-17 | Mintia-Deva power station | Plant status: changed from planned to construction; Capacity planned: changed from 1700.0 to 0.0; Capacity under construction: changed from 0.0 to 1700.0; | Update
v1 | v1.1 | SI-2 | Te-Tol power station | Secondary fuel: changed from nan to extra light fuel oil; | Correction
v1 | v1.1 | ES-2 | Arcos de la Frontera power station | Capacity installed: changed from 1585.4 to 1612.0; | Correction
v1 | v1.1 | ES-6 | Malaga campanillas power station | Plant name: changed from Campanillas power station to Malaga campanillas power station; | Correction
v1 | v1.1 | ES-8 | Escombreras Iberdrola power station | Capacity installed: changed from 815.6 to 831.0; | Correction
v1 | v1.1 | ES-12 | Castellon power station | Capacity installed: changed from 1621.4 to 1647.0; | Correction
v1 | v1.1 | ES-17 | Tarragona power Station | Capacity installed: changed from 417.0 to 424.0; Parent owners: changed from Repsol to Iberdrola; | Correction
v1 | v1.1 | ES-24 | Campo de Gibraltar power station | Parent owners: changed from Mubadala Investment Company to Naturgy,Mubadala Investment Company; | Correction
v1 | v1.1 | ES-26 | Santurce power station | Capacity installed: changed from 396.4 to 403.0; | Correction
v1 | v1.1 | ES-27 | Plana del Vent power station | Capacity installed: changed from 834.1 to 843.1; | Correction
v1 | v1.1 | ES-28 | Aceca power station | Capacity installed: changed from 758.7 to 764.7; | Correction
v1 | v1.1 | ES-33 | Cartagena Refinery power station | Parent owners: changed from SABIC to Iberdrola; | Correction
v1 | v1.1 | ES-39 | Peninsular de Cogeneracion 1 power station | Plant name: changed from Fuenlabrada Mill power station to Peninsular de Cogeneracion 1 power station; Capacity installed: changed from 43.0 to 39.0; | Correction
v1 | v1.1 | ES-46 | Michelin Aranda power station | Commissioning first unit: changed from 2003 to 2002; | Correction
v1 | v1.1 | ES-47 | Michelin Valladolid power station | Commissioning first unit: changed from 2000 to 2001; | Correction
v1 | v1.1 | ES-50 | Michelin Vitoria power station | Plant name: changed from Neumaticos Michelin Vitoria power station to Michelin Vitoria power station; Commissioning first unit: changed from 2000 to 2001; | Correction
v1 | v1.1 | ES-51 | Peninsular de Cogeneracion 2 power station | Plant name: changed from Peninsular de Cogeneracion Mill power station to Peninsular de Cogeneracion 2 power station; | Correction
v1 | v1.1 | ES-70 | Castejon power station Iberdrola | Capacity installed: changed from 379.0 to 386.0; | Correction
v1 | v1.1 | TR-39 | Hereke Cement Works power station | Capacity installed: changed from 198.0 to 158.0; Capacity planned: changed from 30.0 to 0.0; Commissioning first unit: changed from 2000 to 1999; | Correction | The unit in pre-construction will be fuelled with waste, not fossil gas
v1 | v1.1 | TR-67 | Tekirdağ power station | Capacity installed: changed from 956.0 to 958.0; | Correction
v1 | v1.1 | UK-2 | Ballylumford CCGT | Parent owners: changed from EPH to EP Corporate Group; | Update | EPH was renamed EP Corporate Group, as per new ownership structure
v1 | v1.1 | UK-10 | Enfield power station | Parent owners: changed from Fortum to Uniper; | Correction | Fortum sold Uniper to the German Government in 2022
v1 | v1.1 | UK-14 | Damhead Creek power station | Capacity planned: changed from 0.0 to 1800.0; Commissioning first unit: changed from 2000 to 2001; City: changed from Hoo St Werburgh to Hoo St. Werburgh; | Correction
v1 | v1.1 | UK-16 | Immingham power station | Capacity under construction: changed from 0.0 to 50.0; | Update
v1 | v1.1 | UK-17 | Killingholme power station | Parent owners: changed from Fortum to Uniper; | Correction | Fortum sold Uniper to the German Government in 2022
v1 | v1.1 | UK-18 | Grain power station | Parent owners: changed from Fortum to Uniper; | Correction | Fortum sold Uniper to the German Government in 2022
v1 | v1.1 | UK-21 | Severn power station | Parent owners: changed from Macquarie Group to UK Administration; | Correction
v1 | v1.1 | UK-23 | Peterborough power station | Capacity installed: changed from 285.0 to 286.0; | Correction
v1 | v1.1 | UK-26 | Cottam Development Centre | Parent owners: changed from Fortum to Uniper; | Correction | Fortum sold Uniper to the German Government in 2022
v1 | v1.1 | UK-27 | West Burton B power station | Parent owners: changed from EIG to TotalEnergies; | Update | The plant was sold to TotalEnergies
v1 | v1.1 | UK-37 | Shoreham power station | Capacity installed: changed from 420.0 to 460.0; | Correction
v1 | v1.1 | UK-41 | South Humber Bank power station | Capacity under construction: changed from 95.0 to 0.0; Parent owners: changed from EPH to EP Corporate Group; | Correction | EPH was renamed EP Corporate Group, as per new ownership structure. The unit that was noted in construction will be fuelled by waste, not fossil gas.
v1 | v1.1 | UK-42 | Sutton Bridge Power Station | Parent owners: changed from Macquarie Group to UK Administration; | Correction
v1 | v1.1 | UK-43 | Didcot B power station | Commissioning first unit: changed from 1998 to 1997; | Correction
v1 | v1.1 | UK-45 | Langage power station | Parent owners: changed from EPH to EP Corporate Group; | Update | EPH was renamed EP Corporate Group, as per new ownership structure
v1 | v1.1 | UK-50 | Connah's Quay power station | Parent owners: changed from Fortum to Uniper; | Correction | Fortum sold Uniper to the German Government in 2022
v1 | v1.1 | UK-57 | Didcot power station | (Planned) retirement last unit: changed from not planned to 2024; | Correction
v1 | v1.1 | UK-63 | Glanford Brigg IC power station | Capacity under construction: changed from 0.0 to 50.0; | Update
v1 | v1.1 | UK-64 | Grangemouth power station | Capacity planned: changed from 0.0 to 35.0; | Correction | One unit in project previously missing
v1 | v1.1 | UK-68 | Immingham B power station | Commissioning first unit: changed from 2024 to 2025; | Update
v1 | v1.1 | UK-72 | Kilroot power station | Parent owners: changed from EPH to EP Corporate Group; | Update | EPH was renamed EP Corporate Group, as per new ownership structure
v1 | v1.1 | UK-73 | King's Lynn B power station | Plant name: changed from King's Lynn-B power station to King's Lynn B power station; Plant status: changed from planned to shelved; Capacity planned: changed from 299.0 to 0.0; Capacity shelved: changed from 0.0 to 1700.0; Parent owners: changed from EPH to EP Corporate Group; | Correction and Update
v1 | v1.1 | UK-82 | Redditch power station | Plant status: changed from construction to installed; Capacity installed: changed from 0.0 to 20.0; Capacity under construction: changed from 20.0 to 0.0; Commissioning first unit: changed from 2023 to 2024; | Update
v1.1 | v1.2 | CZ-16 | Olomouc power station | Added | Update | New project
v1.1 | v1.2 | FR-41 | Renaires power station | Added | Correction
v1.1 | v1.2 | FR-42 | Saillat power station | Added | Correction
v1.1 | v1.2 | DE-221 | Berlin-Reuter-West power station | Added | Update | New project
v1.1 | v1.2 | GR-22 | Tithorea power station | Added | Update | New project
v1.1 | v1.2 | IE-28 | Bellacorick power station | Added | Update | New project
v1.1 | v1.2 | IE-29 | Profile Park power station | Added | Correction | Previously missing in database
v1.1 | v1.2 | PL-31 | Lodz 4 power station | Added | Update | New project
v1.1 | v1.2 | PL-32 | Siekierki power station | Added | Update | New project
v1.1 | v1.2 | ES-55 | Rosello Mill power station | Added | Correction | Previously missing in database
v1.1 | v1.2 | ES-72 | San Roque Refinery power station | Added | Correction | Previously missing in database
v1.1 | v1.2 | ES-73 | FINSA CELLA power station | Added | Correction | Previously missing in database
v1.1 | v1.2 | TR-75 | Cemdağ Akhisar power station | Added | Correction | Previously missing in database
v1.1 | v1.2 | TR-76 | Çolakoğlu-1 power station | Added | Correction | Previously missing in database
v1.1 | v1.2 | UA-19 | Chernihiv power station | Added | Correction | Previously missing in database
v1.1 | v1.2 | UK-105 | Bancroft power station | Added | Correction | Previously missing in database
v1.1 | v1.2 | UK-106 | Caledon Green power station | Added | Correction | Previously missing in database
v1.1 | v1.2 | UK-107 | Chadderton power station | Added | Correction | Previously missing in database
v1.1 | v1.2 | UK-108 | Harelaw power station | Added | Correction | Previously missing in database
v1.1 | v1.2 | UK-109 | Hartmoor power station | Added | Correction | Previously missing in database
v1.1 | v1.2 | UK-110 | Hillhouse power station | Added | Correction | Previously missing in database
v1.1 | v1.2 | UK-111 | Leven power station | Added | Correction | Previously missing in database
v1.1 | v1.2 | UK-112 | Pimbo power station | Added | Correction | Previously missing in database
v1.1 | v1.2 | UK-113 | Erskine power station | Added | Correction | Previously missing in database
v1.1 | v1.2 | UK-114 | Abercorn power station | Added | Correction | Previously missing in database
v1.1 | v1.2 | UK-115 | Drumcross power station | Added | Update | New project
v1.1 | v1.2 | UK-116 | Bracknell peaker power station | Added | Correction | Previously missing in database
v1.1 | v1.2 | UK-117 | Fareham peaker power station | Added | Correction | Previously missing in database
v1.1 | v1.2 | UK-118 | Havant peaker power station | Added | Correction | Previously missing in database
v1.1 | v1.2 | UK-119 | Llandarcy peaker power station | Added | Correction | Previously missing in database
v1.1 | v1.2 | UK-120 | Southampton peaker power station | Added | Correction | Previously missing in database
v1.1 | v1.2 | UK-121 | Exeter peaker power station | Added | Correction | Previously missing in database
v1.1 | v1.2 | UK-122 | Barry peaker power station | Added | Correction | Previously missing in database
v1.1 | v1.2 | UK-123 | Peterborough peaker power station | Added | Correction | Previously missing in database
v1.1 | v1.2 | UK-124 | Chatterley power station | Added | Correction | Previously missing in database
v1.1 | v1.2 | UK-125 | Derwent power station | Added | Correction | Previously missing in database
v1.1 | v1.2 | UK-126 | Maidenhead power station | Added | Update | New project
v1.1 | v1.2 | UK-127 | Nazeing power station | Added | Update | New project
v1.1 | v1.2 | UK-128 | Swansea power station | Added | Correction | Previously missing in database
v1.1 | v1.2 | UK-129 | Water Lane power station | Added | Correction | Previously missing in database
v1.1 | v1.2 | UK-130 | Mill Hill power station | Added | Correction | Previously missing in database
v1.1 | v1.2 | AT-5 | Korneuberg power station | Removed | Correction | Retired before 2023
v1.1 | v1.2 | AT-7 | Lenzing Energy power station | Removed | Correction | Main fuel is biofuel, not fossil gas
v1.1 | v1.2 | BE-31 | Geel power station | Removed | Correction | Retired before 2023
v1.1 | v1.2 | DK-7 | H.C. Orsted power station | Removed | Correction | Merged with DK-1
v1.1 | v1.2 | FI-14 | Mertaniemi power station | Removed | Correction | Main fuel is oil, not fossil gas
v1.1 | v1.2 | DE-118 | Gersteinwerk G power station | Removed | Correction | Merged with DE-117
v1.1 | v1.2 | DE-119 | Gersteinwerk I power station | Removed | Correction | Merged with DE-117
v1.1 | v1.2 | DE-120 | Gersteinwerk K power station | Removed | Correction | Merged with DE-117
v1.1 | v1.2 | DE-121 | Gersteinwerk power station | Removed | Correction | Merged with DE-117
v1.1 | v1.2 | DE-145 | Gersteinwerk H power station | Removed | Correction | Merged with DE-117
v1.1 | v1.2 | IE-24 | Tarbert power station | Removed | Correction | Main fuel is oil, not fossil gas
v1.1 | v1.2 | IT-3 | Alzano Lombardo Mill power station | Removed | Correction | Retired before 2023
v1.1 | v1.2 | IT-10 | Boffalora power station | Removed | Correction | Retired before 2023
v1.1 | v1.2 | IT-35 | Elettrogorizia power station | Removed | Correction | Retired before 2023
v1.1 | v1.2 | IT-36 | Volta Testi power station | Removed | Correction | Retired before 2023
v1.1 | v1.2 | IT-82 | Sarmato power station | Removed | Correction | Retired before 2023
v1.1 | v1.2 | IT-111 | Venezia Refinery power station | Removed | Correction | Main fuel is process gas, not fossil gas
v1.1 | v1.2 | IT-120 | Taranto CHP power station | Removed | Correction | Main fuel is waste, not fossil gas
v1.1 | v1.2 | NL-19 | Enschede power station | Removed | Correction | Main fuel is biofuel, not fossil gas
v1.1 | v1.2 | NL-46 | EP NL Rijnmond 2 | Removed | Correction | Duplicated with NL-26
v1.1 | v1.2 | NO-1 | Karsto Terminal power station | Removed | Correction | Retired before 2023
v1.1 | v1.2 | PT-2 | Fisipe power station | Removed | Correction | Duplicated with PT-1
v1.1 | v1.2 | RO-25 | Veolia Ploiesti power station | Removed | Correction | Duplicated with RO-2
v1.1 | v1.2 | TR-69 | Trakya power station | Removed | Correction | Main fuel is coal, not fossil gas
v1.1 | v1.2 | UA-8 | Tavri power station | Removed | Correction
v1.1 | v1.2 | UA-9 | Balaklava power station | Removed | Correction
v1.1 | v1.2 | AL-1 | Roskovec power station | Parent owners: changed from GEK Terna to DEPA,GEK Terna,Gener 2; | Correction
v1.1 | v1.2 | AL-2 | Vlora power station | Secondary fuel: changed from nan to oil; | Correction
v1.1 | v1.2 | AT-2 | Gratkorn Mill power station | Secondary fuel: changed from nan to biofuel; Capacity installed: changed from 42.0 to 70.0; Commissioning first unit: changed from 2017 to 2007; | Correction
v1.1 | v1.2 | AT-13 | Steyrermuhl Paper Mill power station | Parent owners: changed from UPM-Kymmene to Heinzel; | Update | Owner change
v1.1 | v1.2 | AT-17 | Simmering power station | Capacity installed: changed from 1180.0 to 1260.0; | Correction
v1.1 | v1.2 | BE-12 | Zeebrugge 2 Fluxys power station | Plant status: changed from installed to retired; Capacity installed: changed from 40.0 to 0.0; Capacity retired: changed from 0.0 to 40.0; (Planned) retirement last unit: changed from not planned to 2024; | Update
v1.1 | v1.2 | BE-14 | Marcinelle Energie power station | Plant name: changed from Marcinelle Energie (Carsid) power station to Marcinelle Energie power station; | Correction
v1.1 | v1.2 | BE-21 | Jemeppe-sur-Sambre power station | Parent owners: changed from EDF to Ineos Group; | Correction
v1.1 | v1.2 | BE-26 | Seraing power station | Capacity under construction: changed from 870.0 to 875.0; | Update
v1.1 | v1.2 | BE-27 | T-power Beringen power station | Capacity installed: changed from 422.0 to 425.0; | Correction
v1.1 | v1.2 | BE-28 | Vilvoorde power station | (Planned) retirement last unit: changed from not planned to 2025; | Update
v1.1 | v1.2 | BE-29 | Inesco power station | Commissioning first unit: changed from 2008 to 2007; | Correction
v1.1 | v1.2 | HR-4 | Osijek power station | Capacity planned: changed from 85.0 to 0.0; Capacity shelved: changed from 0.0 to 85.0; | Update
v1.1 | v1.2 | HR-5 | Sisak power station | Secondary fuel: changed from nan to oil; Commissioning first unit: changed from 2017 to 2015; | Correction
v1.1 | v1.2 | CZ-4 | Melnik power station | Plant name: changed from Melnik III power station to Melnik power station; Capacity planned: changed from 200.0 to 1000.0; Commissioning first unit: changed from 2024 to 2026; | Correction and Update
v1.1 | v1.2 | DK-1 | H.C. Orsted power station | Plant name: changed from H.C. Orsted Works power station to H.C. Orsted power station; Capacity installed: changed from 273.0 to 21.0; (Planned) retirement last unit: changed from not planned to 2025; | Correction and Update
v1.1 | v1.2 | DK-4 | Hillerod power station | Plant status: changed from installed to retired; Capacity installed: changed from 75.0 to 0.0; Capacity retired: changed from 0.0 to 75.0; (Planned) retirement last unit: changed from not planned to 2024; | Update
v1.1 | v1.2 | DK-6 | Horsens power station | Secondary fuel: changed from nan to waste; Parent owners: changed from Orsted to Horsens and Dagnæs-Bækkelund Varmeværk; | Correction
v1.1 | v1.2 | DK-9 | Akzo Mariager power station | Parent owners: changed from Akzo Nobel to Nouryon; | Correction
v1.1 | v1.2 | DK-10 | Fyns power station | Plant status: changed from planned to construction; Capacity planned: changed from 362.0 to 0.0; Capacity under construction: changed from 0.0 to 362.0; | Update
v1.1 | v1.2 | DK-11 | Silkeborgvaerket | Capacity installed: changed from 108.2 to 108.0; | Correction
v1.1 | v1.2 | DK-13 | Sonderborg Kraftvarmevaerk CHP power station | Secondary fuel: changed from nan to waste; Commissioning first unit: changed from unknown to 1996; | Correction
v1.1 | v1.2 | FI-2 | Suomenoja power station | Secondary fuel: changed from nan to oil; | Correction
v1.1 | v1.2 | FI-3 | Vuosaari power station | Capacity installed: changed from 675.0 to 648.0; | Correction
v1.1 | v1.2 | FI-8 | Porvoo Refinery power station | Capacity installed: changed from 198.6 to 168.6; Parent owners: changed from Neste,Veolia,Borealis to Borealis,Neste,Veolia; | Correction
v1.1 | v1.2 | FI-11 | Hinkismaeki power station | Secondary fuel: changed from nan to oil; | Correction
v1.1 | v1.2 | FI-17 | Naistenlahti power station | Secondary fuel: changed from nan to oil; | Correction
v1.1 | v1.2 | FI-21 | M-real Tako Board mill | Secondary fuel: changed from oil to heavy fuel oil; Capacity installed: changed from 17.0 to 16.5; | Correction
v1.1 | v1.2 | FR-6 | Cycofos power station | Capacity installed: changed from 428.0 to 451.0; | Update
v1.1 | v1.2 | FR-16 | Champblain power station | Plant name: changed from Champlain power station to Champblain power station; | Correction
v1.1 | v1.2 | FR-23 | Lavera power station | Parent owners: changed from PetroChina,CNPC - China National Petroleum to Ineos Group,PetroChina; | Correction
v1.1 | v1.2 | FR-26 | Nesle power station | Parent owners: changed from Akuo to Tereos; | Correction
v1.1 | v1.2 | FR-32 | Emile Huchet power station | Capacity planned: changed from 0.0 to 627.0; Parent owners: changed from TotalEnergies to TotalEnergies,EP Corporate Group; | Update | New project
v1.1 | v1.2 | DE-79 | Leverkusen power station | Capacity planned: changed from 574.0 to 0.0; Capacity shelved: changed from 0.0 to 574.0; | Update
v1.1 | v1.2 | DE-105 | ZF SBR thermal power station | Parent owners: changed from Zeppelin Foundation to Stadtwerke Saarbrücken; | Correction
v1.1 | v1.2 | DE-117 | Gersteinwerk power station | Plant name: changed from Gersteinwerk F power station to Gersteinwerk power station; Capacity installed: changed from 410.0 to 1388.0; | Correction | Merged with DE-118, DE-119, DE-120, DE-121, DE-145
v1.1 | v1.2 | DE-135 | Emsland Mill power station | Parent owners: changed from Nordland Papier to UPM-Kymmene; | Correction
v1.1 | v1.2 | DE-157 | München Nord power station | Commissioning first unit: changed from unknown to 2024; | Update
v1.1 | v1.2 | DE-162 | Wolfsburg West power station | Plant status: changed from construction to installed; Capacity installed: changed from 0.0 to 195.0; Capacity under construction: changed from 198.0 to 0.0; Commissioning first unit: changed from unknown to 2023; | Update
v1.1 | v1.2 | DE-164 | Frankfurt Oder power station | City: changed from Hessen to Frankfurt an der Oder; | Correction
v1.1 | v1.2 | DE-185 | Felix Schoeller Sachsen power station | Plant name: changed from Felix Schoeller Sachsen power station to Felix Schoeller Sachsen power station; | Correction
v1.1 | v1.2 | GR-17 | Ptolemaïda power station | Commissioning first unit: changed from 2031 to 2028; | Update
v1.1 | v1.2 | GR-21 | Thiva Heron power station | Capacity installed: changed from 580.7 to 582.0; | Correction
v1.1 | v1.2 | HU-4 | Dunamenti power station | Parent owners: changed from MET Group to MET Group,MVM Zrt.; | Correction
v1.1 | v1.2 | HU-5 | Gönyűi power station | Parent owners: changed from Uniper to Veolia; | Update | Owner change
v1.1 | v1.2 | IE-18 | Monksland power station | Parent owners: changed from Ervia to Centrica,Mountside Properties; | Correction
v1.1 | v1.2 | IE-19 | North Wall power station | Capacity installed: changed from 216.0 to 272.0; | Correction
v1.1 | v1.2 | IE-23 | Sealrock power station | Commissioning first unit: changed from 2005 to 2006; | Correction
v1.1 | v1.2 | IT-1 | Ferrero cogeneration power station | Capacity installed: changed from 50.0 to 49.0; | Correction
v1.1 | v1.2 | IT-9 | Benevento power station | Capacity planned: changed from 400.0 to 350.0; | Update
v1.1 | v1.2 | IT-18 | Castelmassa power station | Capacity installed: changed from 54.0 to 53.0; Parent owners: changed from Cargill Incorporated to Enel; | Correction
v1.1 | v1.2 | IT-19 | Celano power station | Commissioning first unit: changed from 1998 to 1999; Parent owners: changed from Gruppo Industriale Maccaferri to MWE; | Correction
v1.1 | v1.2 | IT-24 | Termica Colleferro power station | Parent owners: changed from SECI Societa' Esercizi Commerciali Industriali,Avio to Avio,Maccaferri; | Correction
v1.1 | v1.2 | IT-25 | Cologno Monzese power station | Parent owners: changed from EDF to A2A; | Correction
v1.1 | v1.2 | IT-26 | Tenaris Dalmine power station | Capacity installed: changed from 122.0 to 120.0; | Correction
v1.1 | v1.2 | IT-27 | Malpensa power station | Capacity installed: changed from 80.0 to 74.5; Parent owners: changed from SEA to A2A; | Correction
v1.1 | v1.2 | IT-28 | S.E.F. Ferrara power station | Commissioning first unit: changed from 2006 to 2010; | Correction
v1.1 | v1.2 | IT-29 | Ferrera Erbognone Refinery power station | Plant name: changed from Ferrera Ergognone Refinery power station to Ferrera Erbognone Refinery power station; Capacity installed: changed from 1006.0 to 1030.0; | Correction
v1.1 | v1.2 | IT-42 | Enipower Mantova power station | Capacity installed: changed from 813.0 to 836.0; Commissioning first unit: changed from unknown to 2005; | Correction
v1.1 | v1.2 | IT-47 | Moncalieri power station | Capacity installed: changed from 780.0 to 790.0; | Correction
v1.1 | v1.2 | IT-49 | Montalto Di Castro power station | Capacity shelved: changed from 140.0 to 0.0; (Planned) retirement last unit: changed from not planned to 2040; | Update
v1.1 | v1.2 | IT-52 | Novel power station | Parent owners: changed from EOSs to EOSs,Radici Group; | Correction
v1.1 | v1.2 | IT-59 | Piombino power station | Parent owners: changed from Metaenergia to IKAV; | Correction | Metaenergia has been acquired by IKAV
v1.1 | v1.2 | IT-68 | Priolo Gargallo thermoelectric power station | Plant name: changed from NuCe Nord power station to Priolo Gargallo thermoelectric power station; Parent owners: changed from ERG to Achernar Assets; | Update | Owner change
v1.1 | v1.2 | IT-73 | Alto Garda power station | Capacity installed: changed from 55.0 to 54.0; | Correction
v1.1 | v1.2 | IT-78 | Bolgiano power station | Commissioning first unit: changed from 2013 to 2015; | Correction
v1.1 | v1.2 | IT-112 | Marghera Azotati power station | Plant name: changed from Azotati power station to Marghera Azotati power station; Capacity installed: changed from 236.0 to 237.0; | Correction
v1.1 | v1.2 | IT-114 | Vercelli power station | Plant name: changed from ACTV power station to Vercelli power station; Capacity installed: changed from 44.0 to 40.0; | Correction
v1.1 | v1.2 | IT-115 | Verzuolo power station | Parent owners: changed from Burgo Group to Smurfit Kappa Group; | Correction
v1.1 | v1.2 | IT-116 | Tolmezzo power station | Parent owners: changed from BGs to Burgo Group; | Correction
v1.1 | v1.2 | IT-118 | Jesi power station | Capacity installed: changed from 140.0 to 145.0; Commissioning first unit: changed from 2001 to 2002; | Correction
v1.1 | v1.2 | IT-122 | Cassino CHP power station | Parent owners: changed from Metaenergia to IKAV; | Correction | Metaenergia has been acquired by IKAV
v1.1 | v1.2 | IT-123 | Castellanza CHP power station | Parent owners: changed from Metaenergia to IKAV; | Correction | Metaenergia has been acquired by IKAV
v1.1 | v1.2 | IT-125 | Gorizia CHP power station | Parent owners: changed from Metaenergia to IKAV; | Correction | Metaenergia has been acquired by IKAV
v1.1 | v1.2 | IT-126 | Melfi CHP power station | Parent owners: changed from Metaenergia to IKAV; | Correction | Metaenergia has been acquired by IKAV
v1.1 | v1.2 | IT-128 | Piombino CHP power station | Parent owners: changed from Metaenergia to IKAV; | Correction | Metaenergia has been acquired by IKAV
v1.1 | v1.2 | IT-131 | Sulmona CHP power station | Parent owners: changed from Metaenergia to IKAV; | Correction | Metaenergia has been acquired by IKAV
v1.1 | v1.2 | IT-134 | Termoli CHP power station | Plant name: changed from Metaenergia Termoli power station to Termoli CHP power station; Parent owners: changed from Metaenergia to IKAV; | Correction | Metaenergia has been acquired by IKAV
v1.1 | v1.2 | LT-3 | Kaunus power station | Parent owners: changed from Energy Capital Pte to Kauno Termofikacijos Elektrine; | Correction
v1.1 | v1.2 | LT-4 | Panevėžys power station | Capacity installed: changed from 35.0 to 38.2; | Correction
v1.1 | v1.2 | NL-1 | Nobian Hengelo power station | Plant name: changed from Akzo Salinco power station to Nobian Hengelo power station; Parent owners: changed from Akzo Nobel to Nouryon; | Correction
v1.1 | v1.2 | NL-3 | Bergen op Zoom GE power station | Parent owners: changed from General Electric to Aramco; | Correction
v1.1 | v1.2 | NL-8 | Botlek Refinery power station | Parent owners: changed from Exxon Mobil to Air Liquide; | Correction
v1.1 | v1.2 | NL-11 | Den Haag power station | Capacity installed: changed from 112.0 to 107.0; | Correction
v1.1 | v1.2 | NL-22 | Helmond power station | Parent owners: changed from E.On to Ennatuurlijk; | Correction
v1.1 | v1.2 | NL-26 | Rijnmond 2/MaasStroom power station | Plant name: changed from Maasstroom power station to Rijnmond 2/MaasStroom power station; Parent owners: changed from Castleton Commodities International to EP Corporate Group; | Correction
v1.1 | v1.2 | MK-1 | Bitola power station | Capacity planned: changed from 250.0 to 300.0; | Update
v1.1 | v1.2 | MK-2 | Skopje CHP power station | Capacity installed: changed from 175.0 to 220.0; | Correction
v1.1 | v1.2 | MK-3 | Skopje power station | Capacity planned: changed from 150.0 to 105.0; | Update
v1.1 | v1.2 | NO-3 | Mongstad power station | Capacity installed: changed from 294.0 to 150.0; | Correction
v1.1 | v1.2 | PL-1 | Lagisza power station | Plant status: changed from planned to shelved; Capacity planned: changed from 400.0 to 0.0; Capacity shelved: changed from 0.0 to 400.0; | Update
v1.1 | v1.2 | PL-2 | Elblag power station | Parent owners: changed from PKN Orlen to Orlen Group; | Correction
v1.1 | v1.2 | PL-3 | Gdansk power station | Plant status: changed from construction to planned; Capacity planned: changed from 0.0 to 450.0; Capacity under construction: changed from 450.0 to 0.0; Parent owners: changed from PKN Orlen to Orlen Group; | Correction
v1.1 | v1.2 | PL-4 | Huta Miedzi Glogow power station | Secondary fuel: changed from nan to coal; Capacity installed: changed from 45.0 to 39.6; | Correction
v1.1 | v1.2 | PL-5 | Gorzow power station | Capacity installed: changed from 203.5 to 237.0; | Correction
v1.1 | v1.2 | PL-6 | Grudziadz power station | Capacity under construction: changed from 563.0 to 560.0; Parent owners: changed from PKN Orlen to Orlen Group; | Correction
v1.1 | v1.2 | PL-9 | Lublin - Wrotkow power station | Capacity installed: changed from 231.5 to 231.0; | Correction
v1.1 | v1.2 | PL-10 | Nowa Sarzyna power station | Secondary fuel: changed from nan to extra light fuel oil; Capacity installed: changed from 128.6 to 112.8; | Correction
v1.1 | v1.2 | PL-11 | Dolna Odra power station | Plant status: changed from construction to installed; Capacity installed: changed from 0.0 to 683.0; Capacity under construction: changed from 1434.0 to 683.0; | Update
v1.1 | v1.2 | PL-12 | Ostroleka C power station | Parent owners: changed from PKN Orlen to Orlen Group; | Correction
v1.1 | v1.2 | PL-13 | Plock power station | Parent owners: changed from PKN Orlen to Orlen Group; | Correction
v1.1 | v1.2 | PL-14 | Polkowice Copper Works power station | Capacity installed: changed from 42.0 to 39.6; | Correction
v1.1 | v1.2 | PL-15 | Karolin | Capacity under construction: changed from 110.0 to 114.0; | Correction
v1.1 | v1.2 | PL-16 | Rybnik power station | Capacity planned: changed from 800.0 to 882.0; | Update
v1.1 | v1.2 | PL-17 | Rzeszow power station | Capacity installed: changed from 138.0 to 130.0; | Correction
v1.1 | v1.2 | PL-19 | Stalowa Wola power station | Parent owners: changed from PGNiG to Orlen Group,Tauron Polska; | Correction | PKN Orlen and PGNiG have merged
v1.1 | v1.2 | PL-20 | Kozienice power station | Capacity planned: changed from 2100.0 to 1500.0; Commissioning first unit: changed from 2027 to 2029; | Update
v1.1 | v1.2 | PL-21 | Torun power station | Capacity installed: changed from 100.0 to 107.1; | Correction
v1.1 | v1.2 | PL-22 | Adamow power station | Plant status: changed from planned to construction; Capacity planned: changed from 600.0 to 0.0; Capacity under construction: changed from 0.0 to 600.0; Commissioning first unit: changed from 2024 to 2027; | Update
v1.1 | v1.2 | PL-23 | Zeran power station | Parent owners: changed from PGNiG to Orlen Group; | Correction | PKN Orlen and PGNiG have merged
v1.1 | v1.2 | PL-24 | Wierzchowice Ugs power station | Parent owners: changed from PGNiG to Orlen Group; | Correction | PKN Orlen and PGNiG have merged
v1.1 | v1.2 | PL-25 | Wloclawek power station | (Planned) retirement last unit: changed from 2042 to not planned; Parent owners: changed from PKN Orlen to Orlen Group; | Correction | PKN Orlen and PGNiG have merged
v1.1 | v1.2 | PL-26 | Zielona Góra power station | Capacity installed: changed from 188.0 to 198.0; | Correction
v1.1 | v1.2 | PL-27 | Bydgoszcz power station | Plant status: changed from planned to construction; Capacity planned: changed from 56.2 to 0.0; Capacity under construction: changed from 0.0 to 56.2; | Update
v1.1 | v1.2 | PL-30 | Gdynia power station | (Planned) retirement last unit: changed from not planned to 2042; | Correction
v1.1 | v1.2 | PT-3 | Setubal Mill power station | Capacity installed: changed from 80.0 to 81.0; | Correction
v1.1 | v1.2 | PT-6 | Lares power station | Capacity installed: changed from 826.0 to 862.0; | Correction
v1.1 | v1.2 | RO-2 | Brazi power station | Parent owners: changed from Veolia to Termo Ploiesti; | Correction
v1.1 | v1.2 | RO-19 | Palas power station | Capacity planned: changed from 52.0 to 97.0; Parent owners: changed from Romania,Grup Servicii Petroliere (GSP) to Romania; | Update
v1.1 | v1.2 | RO-22 | Ploesti power station | Commissioning first unit: changed from 2007 to 2011; | Correction
v1.1 | v1.2 | SK-3 | Levice power station | Capacity installed: changed from 80.0 to 86.3; | Correction
v1.1 | v1.2 | SK-4 | Panicke Dravce power station | Capacity installed: changed from 49.9 to 50.0; Parent owners: changed from Stredoslovenská Energetika to EP Corporate Group,Slovak Government; | Correction
v1.1 | v1.2 | SK-5 | Povazska Bystrica power station | Parent owners: changed from GGE to Creditas Group; | Correction
v1.1 | v1.2 | SK-6 | Malzenice power station | Capacity installed: changed from 430.0 to 436.0; Commissioning first unit: changed from 2011 to 2010; Parent owners: changed from E.On to E.On,Slovak Government; | Correction
v1.1 | v1.2 | ES-14 | Escatron Peaker A.I.E. power station | Capacity installed: changed from 274.6 to 277.0; | Correction
v1.1 | v1.2 | ES-56 | SAICA Mill Zaragoza power station | Capacity installed: changed from 50.0 to 150.0; Commissioning first unit: changed from 2006 to unknown; | Correction
v1.1 | v1.2 | ES-68 | Vila Ibiza power station | Capacity installed: changed from 125.0 to 213.0; Commissioning first unit: changed from 2012 to 1998; (Planned) retirement last unit: changed from 2040 to not planned; | Correction and Update
v1.1 | v1.2 | CH-2 | Monthey power station | Capacity installed: changed from 55.0 to 50.0; Parent owners: changed from EOSs to BASF; | Correction
v1.1 | v1.2 | TR-33 | Eskisehir Endustriyel power station | Capacity installed: changed from 56.0 to 55.5; Commissioning first unit: changed from 2001 to 1998; | Correction
v1.1 | v1.2 | UA-1 | Severodonetsk CHP power station | Secondary fuel: changed from nan to fuel oil; | Correction
v1.1 | v1.2 | UA-2 | Vuhlehirska TPP power station | Plant name: changed from Vuglegirska power station to Vuhlehirska TPP power station; Secondary fuel: changed from nan to fuel oil; Parent owners: changed from Energy of Donbass to Centrenergo; | Correction
v1.1 | v1.2 | UA-3 | Trypilska TPP power station | Plant name: changed from Trypilska power station to Trypilska TPP power station; Secondary fuel: changed from nan to fuel oil; Parent owners: changed from State Property Fund of Ukraine to Centrenergo; | Correction
v1.1 | v1.2 | UA-4 | Zaporizhzhia TPP power station | Plant name: changed from Zaporizhia power station to Zaporizhzhia TPP power station; Secondary fuel: changed from nan to fuel oil; Capacity installed: changed from 1600.0 to 2400.0; Parent owners: changed from Under Russian control to DTEK Energy; | Correction
v1.1 | v1.2 | UA-5 | Kyiv CHP-6 power station | Secondary fuel: changed from nan to fuel oil; Capacity under construction: changed from 0.0 to 250.0; Capacity cancelled: changed from 250.0 to 0.0; | Correction
v1.1 | v1.2 | UA-7 | Kharkiv CHP-5 power station | Secondary fuel: changed from nan to fuel oil; | Correction
v1.1 | v1.2 | UA-10 | Saky CHP power station | Plant name: changed from Saki power station to Saky CHP power station; Capacity installed: changed from 117.9 to 58.5; Capacity under construction: changed from 0.0 to 59.4; | Correction
v1.1 | v1.2 | UA-11 | Simferopol CHP power station | Secondary fuel: changed from nan to heavy fuel oil; | Correction
v1.1 | v1.2 | UA-12 | Kyiv CHP-5 power station | Secondary fuel: changed from nan to fuel oil; | Correction
v1.1 | v1.2 | UA-14 | Izmail power station | Plant status: changed from shelved to planned; Capacity planned: changed from 0.0 to 260.0; Capacity shelved: changed from 260.0 to 0.0; | Correction
v1.1 | v1.2 | UA-17 | Shostka CHP power station | Plant name: changed from Shostkinska power station to Shostka CHP power station; | Correction
v1.1 | v1.2 | UA-18 | Bila Tserkva CHP power station | Plant name: changed from Bilotserkivska CHP power station to Bila Tserkva CHP power station; Secondary fuel: changed from nan to heavy fuel oil; | Correction
v1.1 | v1.2 | UK-6 | Carrington ESB power station | Plant name: changed from Carrington Power station to Carrington ESB power station; | Correction
v1.1 | v1.2 | UK-15 | Saltend power station | Parent owners: changed from Energy Capital Partners to Equinor,SSE; | Correction
v1.1 | v1.2 | UK-19 | Wilton International power station | Secondary fuel: changed from nan to oil; | Correction
v1.1 | v1.2 | UK-25 | Burghfield power station | Capacity installed: changed from 50.0 to 45.0; | Correction
v1.1 | v1.2 | UK-32 | Keadby 1 power station | Capacity installed: changed from 735.0 to 732.0; | Correction
v1.1 | v1.2 | UK-34 | Keadby 3 power station | Parent owners: changed from SSE to SSE,Equinor; | Correction
v1.1 | v1.2 | UK-44 | Chickerell power station | Capacity installed: changed from 50.0 to 45.0; Commissioning first unit: changed from 1998 to 1999; | Correction
v1.1 | v1.2 | UK-48 | Carrington power station | Plant status: changed from planned to installed; Capacity installed: changed from 0.0 to 40.5; Capacity planned: changed from 41.0 to 0.0; Parent owners: changed from ESB to Tiger Infrastructure Partners; | Update
v1.1 | v1.2 | UK-55 | Deeside power station | Parent owners: changed from Energy Capital Partners to Equinor,SSE; | Correction
v1.1 | v1.2 | UK-69 | Indian Queens power station | Parent owners: changed from Energy Capital Partners to Equinor,SSE; | Correction
v1.2 | v1.2.1 | PL-11 | Dolna Odra power station | Capacity installed: changed from 683.0 to 1366.0; Capacity under construction: changed from 683.0 to 0.0; | Update
v1.2.1 | v1.3 | EE-3 | Narva peaking power plant | Added | Update | New project
v1.2.1 | v1.3 | DE-223 | Mehrum power station | Added | Update | New project
v1.2.1 | v1.3 | IE-17 | Mag Mell power station | Added | Correction | Previously missing in database
v1.2.1 | v1.3 | PL-33 | Krakow-Leg power station | Added | Update | New project
v1.2.1 | v1.3 | RS-8 | Nis power plant | Added | Update | New project
v1.2.1 | v1.3 | ES-74 | Las palmas LNG power station | Added | Update | New project
v1.2.1 | v1.3 | UK-131 | Net Zero Teesside power station | Added | Update | New project
v1.2.1 | v1.3 | UK-132 | Theddlethorpe Flexible Generation power station | Added | Update | New project
v1.2.1 | v1.3 | DE-9 | Zanders Paper power station | Removed | Correction | Retired before 2023
v1.2.1 | v1.3 | DE-156 | Marbach power station | Removed | Correction | Main fuel is oil, not fossil gas
v1.2.1 | v1.3 | AL-1 | Roskovec power station | Plant status: changed from planned to construction; Capacity planned: changed from 170 to 0; Capacity under construction: changed from 0 to 170; Commissioning first unit: changed from unknown to 2027; (Planned) retirement last unit: changed from not planned to 2076; | Update
v1.2.1 | v1.3 | BE-17 | Ham (Gent) power station | Parent owners: changed from EDF to Publilec,EDF; | Correction
v1.2.1 | v1.3 | BE-18 | Ringvaart power station | Parent owners: changed from EDF to Publilec,EDF; | Correction
v1.2.1 | v1.3 | BE-2 | Angleur power station | Parent owners: changed from EDF to Publilec,EDF; | Correction
v1.2.1 | v1.3 | BE-20 | Izegem power station | Parent owners: changed from EDF to Publilec,EDF; | Correction
v1.2.1 | v1.3 | BE-26 | Seraing power station | Parent owners: changed from EDF to Publilec,EDF; | Correction
v1.2.1 | v1.3 | BE-28 | Vilvoorde power station | Capacity retired: changed from 0 to 105; | Update
v1.2.1 | v1.3 | BE-9 | Zandvliet power station | Parent owners: changed from Engie to BASF,Engie; | Correction
v1.2.1 | v1.3 | BG-9 | Varna power station | Parent owners: changed from Ahmed Dogan to Danail Papazov; | Update
v1.2.1 | v1.3 | DE-115 | Irsching 5 power station | Parent owners: changed from Uniper to N-ERGIE,Uniper; | Correction
v1.2.1 | v1.3 | DE-136 | Scholven power station | Capacity installed: changed from 133.7 to 271.7; Capacity under construction: changed from 138 to 0; | Correction
v1.2.1 | v1.3 | DE-157 | München Nord power station | Plant status: changed from planned to installed; Capacity installed: changed from 0 to 365; Capacity planned: changed from 365 to 0; Capacity cancelled: changed from 0 to 365; (Planned) retirement last unit: changed from not planned to 2035; | Correction and Update
v1.2.1 | v1.3 | DE-23 | Braunschweig Mitte power station | Capacity installed: changed from 94 to 166.5; Capacity under construction: changed from 63 to 0; Capacity retired: changed from 0 to 20; | Correction
v1.2.1 | v1.3 | DE-52 | Staudinger 4 power station | Plant name: changed from Staudinger 4 power station to Staudinger power station; Capacity planned: changed from 0 to 890; | Update
v1.2.1 | v1.3 | DE-91 | Muenster Port power station | Capacity installed: changed from 100.9 to 97.2; Capacity retired: changed from 0 to 3.7; | Correction
v1.2.1 | v1.3 | GR-11 | Komotini power station | Parent owners: changed from Veolia to PPC; | Correction
v1.2.1 | v1.3 | GR-14 | Lavrio power station | Parent owners: changed from Veolia to PPC; | Correction
v1.2.1 | v1.3 | GR-16 | Megalopoli power station | Parent owners: changed from Veolia to PPC; | Correction
v1.2.1 | v1.3 | GR-17 | Ptolemaïda power station | Parent owners: changed from Veolia to PPC; | Correction
v1.2.1 | v1.3 | GR-3 | Alexandroupolis Industrial Area power station | Parent owners: changed from Copelouzos Group to DEPA,DAMCO,PPC; | Correction
v1.2.1 | v1.3 | GR-4 | Aliveri power station | Parent owners: changed from Veolia to PPC; | Correction
v1.2.1 | v1.3 | GR-9 | Kardia power station | Parent owners: changed from Veolia to PPC; | Correction
v1.2.1 | v1.3 | IE-14 | Huntstown power station | Capacity installed: changed from 745 to 747; | Correction
v1.2.1 | v1.3 | IE-20 | Poolbeg power station | Capacity under construction: changed from 65 to 364; Capacity shelved: changed from 299 to 0; | Correction
v1.2.1 | v1.3 | IE-26 | Tynagh power station | Capacity installed: changed from 404 to 384; | Correction
v1.2.1 | v1.3 | IT-119 | San Quirico power station | Capacity planned: changed from 0 to 870; Capacity shelved: changed from 870 to 0; | Correction
v1.2.1 | v1.3 | IT-15 | Cassano D'Adda power station | Capacity planned: changed from 0 to 900; | Update
v1.2.1 | v1.3 | IT-28 | S.E.F. Ferrara power station | Plant name: changed from S.E.F. Ferrara power station to Ferrara Erbognone power station; Capacity installed: changed from 762 to 780; Commissioning first unit: changed from 2010 to 2004; | Correction
v1.2.1 | v1.3 | IT-31 | Andrea Palladio power station | Plant name: changed from Andrea Palladio power station to Andrea Palladio di Fusina power station; Commissioning first unit: changed from 2024 to 2025; | Update
v1.2.1 | v1.3 | IT-42 | Enipower Mantova power station | Plant name: changed from Enipower Mantova power station to Mantova power station; | Correction
v1.2.1 | v1.3 | IT-48 | Monfalcone power station | Plant status: changed from planned to construction; Capacity planned: changed from 880 to 0; Capacity under construction: changed from 0 to 880; | Correction
v1.2.1 | v1.3 | IT-49 | Montalto Di Castro power station | Capacity installed: changed from 1090 to 610; Capacity retired: changed from 0 to 480; | Correction and Update
v1.2.1 | v1.3 | IT-71 | Ravenna power station | Capacity installed: changed from 590.8 to 624.3; Capacity planned: changed from 130 to 970; | Correction
v1.2.1 | v1.3 | MK-4 | Negotino power station | Capacity planned: changed from 800 to 500; | Update
v1.2.1 | v1.3 | NL-37 | Rijnmond 1 power station | (Planned) retirement last unit: changed from not planned to 2026; | Update
v1.2.1 | v1.3 | PL-16 | Rybnik power station | Plant status: changed from planned to construction; Capacity planned: changed from 882 to 0; Capacity under construction: changed from 0 to 882.9; | Update
v1.2.1 | v1.3 | PL-22 | Adamow power station | Parent owners: changed from Zygmunt Solorz to ZE PAK; | Correction
v1.2.1 | v1.3 | PL-29 | Synthos Oswiecim power station | Plant name: changed from Synthos Oswiecim power station to Synthos Dwory 7 power station; Plant status: changed from planned to installed; Capacity installed: changed from 0 to 72; Capacity planned: changed from 120 to 0; | Update
v1.2.1 | v1.3 | RO-10 | Craiova II power station | Parent owners: changed from Complexul Energetic Oltenia to Romania; | Update
v1.2.1 | v1.3 | RO-15 | Iernut power station | Plant name: changed from Iernut power station to Lernut power station; | Correction
v1.2.1 | v1.3 | RO-24 | Turceni power station | Commissioning first unit: changed from 2026 to 2027; | Update
v1.2.1 | v1.3 | SI-2 | Te-Tol power station | Commissioning first unit: changed from 2024 to 2025; | Update
v1.2.1 | v1.3 | UA-19 | Chernihiv power station | Parent owners: changed from NA to Teplokomunenergo; | Correction
v1.2.1 | v1.3 | UK-11 | Great Yarmouth power station | Capacity installed: changed from 398 to 420; | Correction
v1.2.1 | v1.3 | UK-123 | Peterborough peaker power station | Capacity installed: changed from 24 to 20; | Correction
v1.2.1 | v1.3 | UK-126 | Maidenhead power station | City: changed from NA to Maidenhead; Parent owners: changed from Statera to EQT Infrastructure; | Correction
v1.2.1 | v1.3 | UK-127 | Nazeing power station | City: changed from NA to Roydon; Parent owners: changed from Statera to EQT Infrastructure; | Correction
v1.2.1 | v1.3 | UK-23 | Peterborough power station | Capacity installed: changed from 286 to 294; | Correction
v1.2.1 | v1.3 | UK-24 | Peterhead power station | Capacity planned: changed from 900 to 910; | Correction
v1.2.1 | v1.3 | UK-32 | Keadby 1 power station | Capacity installed: changed from 732 to 735; | Correction
v1.2.1 | v1.3 | UK-37 | Shoreham power station | Capacity installed: changed from 460 to 420; | Correction
v1.2.1 | v1.3 | UK-45 | Langage power station | Capacity installed: changed from 885 to 905; | Correction
v1.2.1 | v1.3 | UK-50 | Connah's Quay power station | Capacity installed: changed from 1320 to 1380; Capacity planned: changed from 0 to 1100; | Correction and Update
v1.2.1 | v1.3 | UK-53 | Creyke Beck power station | Parent owners: changed from Statera to EQT Infrastructure; | Correction
v1.2.1 | v1.3 | UK-61 | Ferrybridge-C power station | Secondary fuel: changed from NA to hydrogen; Plant status: changed from shelved to planned; Capacity planned: changed from 0 to 1200; Capacity shelved: changed from 2200 to 0; | Update
v1.2.1 | v1.3 | UK-84 | Saltholme North power station | Parent owners: changed from Statera to EQT Infrastructure; | Correction
v1.2.1 | v1.3 | UK-85 | Saltholme South power station | Parent owners: changed from Statera to EQT Infrastructure; | Correction
v1.2.1 | v1.3 | UK-92 | Thurrock Flexible power station | Plant status: changed from planned to construction; Capacity planned: changed from 600 to 0; Capacity under construction: changed from 0 to 450; Parent owners: changed from Statera to EQT Infrastructure; | Update
v1.3 | v1.4 | IE-31 | Cashla Peaker Plant | Added | Update | New project
v1.3 | v1.4 | NO-5 | Nærøysund power station | Added | Update | New project
v1.3 | v1.4 | PL-34 | Ostrów Wielkopolski power station | Added | Update | New project
v1.3 | v1.4 | PL-35 | Pomorzany power station | Added | Update | New project
v1.3 | v1.4 | PL-36 | Kalisz power station | Added | Update | New project
v1.3 | v1.4 | UK-104 | Keadby Hydrogen power station | Added | Update | Previously missing in database
v1.3 | v1.4 | DE-219 | Werne power station | Removed | Correction | This plant information corresponds to a new unit at the Gersteinwerk power station
v1.3 | v1.4 | IT-59 | Piombino power station | Removed | Correction | This plant was removed since it referred to a plant retired before 2023 which was then replaced by Piombino CHP power station.
v1.3 | v1.4 | BA-4 | Prijedor power station | Plant status: changed from planned to shelved; Capacity planned: changed from 600 to 0; Capacity shelved: changed from 0 to 600; | Update
v1.3 | v1.4 | DE-117 | Gersteinwerk power station | Capacity planned: changed from 0 to 800; | Correction
v1.3 | v1.4 | DE-65 | Rheinhafen steam power station | Capacity planned: changed from 0 to 850; | Update | New project
v1.3 | v1.4 | DK-10 | Fyns power station | Plant status: changed from construction to installed; Capacity installed: changed from 0 to 362; Capacity under construction: changed from 362 to 0; | Correction
v1.3 | v1.4 | GR-12 | Korinthos power station | Capacity planned: changed from 0 to 57; Parent owners: changed from Mytilineos Holdings S.A. to Motor Oil Holdings S.A., Mytilineos Holdings S.A.; | Correction and Update | New project
v1.3 | v1.4 | HU-10 | Matra power station | Capacity planned: changed from 650 to 520; | Update
v1.3 | v1.4 | IE-1 | Aghada power station | Capacity installed: changed from 971 to 719; | Correction
v1.3 | v1.4 | IE-14 | Huntstown power station | Capacity installed: changed from 747 to 797; Capacity under construction: changed from 50 to 0; | Correction
v1.3 | v1.4 | IE-18 | Monksland power station | Parent owners: changed from Centrica plc, Mountside Properties to Centrica plc, Mountside Partners Limited; | Correction
v1.3 | v1.4 | IE-26 | Tynagh power station | Parent owners: changed from EP Corporate Group to EP Corporate Group, Mountside Partners Limited; | Correction
v1.3 | v1.4 | IE-29 | Profile Park power station | Parent owners: changed from Centrica plc, Mountside Properties to Centrica plc, Mountside Partners Limited; | Correction
v1.3 | v1.4 | IE-7 | Cushaling power station | Parent owners: changed from Centrica plc to Bord na Móna PLC; | Correction
v1.3 | v1.4 | IT-128 | Piombino CHP power station | Capacity under construction: changed from 0 to 16; Latitude: changed from 42.92556 to 42.92928; Longitude: changed from 10.52131 to 10.53104; | Correction
v1.3 | v1.4 | IT-134 | Termoli CHP power station | Plant status: changed from construction to installed; Capacity installed: changed from 0 to 72; Capacity under construction: changed from 72 to 0; | Correction
v1.3 | v1.4 | IT-66 | Presenzano Edison power station | Capacity installed: changed from 810 to 770; | Correction
v1.3 | v1.4 | IT-94 | Tavazzano power station | Capacity installed: changed from 1170 to 1970; Capacity under construction: changed from 800 to 0; | Update
v1.3 | v1.4 | PL-1 | Lagisza power station | Plant status: changed from shelved to planned; Capacity planned: changed from 0 to 120; Capacity shelved: changed from 400 to 0; | Update
v1.3 | v1.4 | PL-12 | Ostroleka C power station | Commissioning first unit: changed from 2025 to 2026; | Update
v1.3 | v1.4 | PL-16 | Rybnik power station | Commissioning first unit: changed from 2026 to 2027; | Update
v1.3 | v1.4 | PL-2 | Elblag power station | Commissioning first unit: changed from 2025 to 2026; | Update
v1.3 | v1.4 | PL-30 | Gdynia power station | Secondary fuel: changed from NA to oil; Plant status: changed from planned to construction; Capacity planned: changed from 49.9 to 0; Capacity under construction: changed from 0 to 49.9; | Update
v1.3 | v1.4 | PL-5 | Gorzow power station | Capacity installed: changed from 237 to 213; | Correction
v1.3 | v1.4 | PL-6 | Grudziadz power station | Capacity planned: changed from 0 to 326; Capacity under construction: changed from 560 to 575; Commissioning first unit: changed from 2025 to 2026; City: changed from Grudziadz to Grudziądz; | Update | New project
v1.3 | v1.4 | RO-21 | Petromidia Refinery power station | Commissioning first unit: changed from 2024 to 2025; Parent owners: changed from National Company KazMunayGas Joint Stock Company to National Company KazMunayGas Joint Stock Company, Societatea de Administrare a Participațiilor în Energie SA; | Correction and Update
v1.3 | v1.4 | UK-100 | Gateway Energy Centre | Parent owners: changed from Sev.en Energy AG to Sev.en Global Investments a. s.; | Correction
v1.3 | v1.4 | UK-101 | North Killingholme power station | Plant status: changed from shelved to planned; Capacity planned: changed from 0 to 470; Capacity shelved: changed from 470 to 0; Commissioning first unit: changed from 2026 to 2030; Parent owners: changed from C.GEN Killingholme Ltd to Uniper SE; | Update
v1.3 | v1.4 | UK-27 | West Burton B power station | Parent owners: changed from TotalEnergies SE to TotalEnergies SE, EP Corporate Group; | Correction
v1.3 | v1.4 | UK-30 | Rocksavage power station | Parent owners: changed from Sev.en Energy AG to Sev.en Global Investments a. s.; | Correction
v1.3 | v1.4 | UK-38 | Spalding Energy Expansion power station | Parent owners: changed from Sev.en Energy AG to Sev.en Global Investments a. s.; | Correction
v1.3 | v1.4 | UK-39 | Spalding power station | Parent owners: changed from Sev.en Energy AG to Sev.en Global Investments a. s.; | Correction
v1.3 | v1.4 | UK-5 | Seabank power station | Parent owners: changed from SSE PLC, Hutchison Infrastructure Holdings Limited to SSE PLC, CK Infrastructure Holdings Limited, Power Assets Holdings Limited; | Correction
v1.3 | v1.4 | UK-65 | Grimsby power station | Latitude: changed from 53.56679 to 53.58281; Longitude: changed from 0.07578 to -0.10984; | Correction
v1.3 | v1.4 | UK-72 | Kilroot power station | Capacity installed: changed from 144 to 844; Capacity under construction: changed from 700 to 0; | Update
v1.3 | v1.4 | UK-8 | Coryton power station | Parent owners: changed from Sev.en Energy AG to Sev.en Global Investments a. s.; | Correction
v1.4 | v2.1 | BA-6 | Kakanj power station | Added | Update | New project
v1.4 | v2.1 | BA-7 | Zvornik power station | Added | Update | New project
v1.4 | v2.1 | DE-224 | Smurfit Kappa Wrexen power station | Added | Correction | Previously missing in database
v1.4 | v2.1 | DE-225 | IQ Energy Center | Added | Update | New project
v1.4 | v2.1 | GR-23 | Korinthos Refinery power station | Added | Correction | Previously missing in database
v1.4 | v2.1 | GR-24 | Agios Dimitrios power station | Added | Update | New project
v1.4 | v2.1 | IE-32 | Coolpowra Power Station | Added | Correction | Previously missing in database
v1.4 | v2.1 | AL-1 | Roskovec power station | Plant status: changed from construction to planned; Capacity planned: changed from 0 to 170; Capacity under construction: changed from 170 to 0; Commissioning first unit: changed from 2027 to 2028; | Correction
v1.4 | v2.1 | AL-2 | Vlora power station | Plant status: changed from installed to planned; Capacity installed: changed from 97 to 0; Capacity planned: changed from 0 to 97; Commissioning first unit: changed from 2011 to unknown; | Correction
v1.4 | v2.1 | BA-1 | Banja Luka power station | Plant status: changed from planned to shelved; Capacity planned: changed from 600 to 0; Capacity shelved: changed from 0 to 600; | Update
v1.4 | v2.1 | BA-2 | Bosanski Brod power station | Plant status: changed from planned to shelved; Capacity planned: changed from 100 to 0; Capacity shelved: changed from 0 to 100; | Update
v1.4 | v2.1 | BA-5 | KTG Zenica power station | Plant status: changed from cancelled to shelved; Capacity shelved: changed from 0 to 15; Capacity cancelled: changed from 390 to 0; Commissioning first unit: changed from NA to unknown; (Planned) retirement last unit: changed from NA to not planned; | Update
v1.4 | v2.1 | CZ-3 | Detmarovice power station | Plant status: changed from planned to construction; Capacity planned: changed from 180 to 0; Capacity under construction: changed from 0 to 24; Commissioning first unit: changed from unknown to 2026; | Correction
v1.4 | v2.1 | DE-136 | Scholven power station | Capacity installed: changed from 271.7 to 133.7; | Correction | Unit DE-136-4 was removed since it was duplicated capacity of the 3 other units
v1.4 | v2.1 | DE-160 | Stuttgart-Muenster power station | Plant status: changed from construction to installed; Capacity installed: changed from 0 to 124; Capacity under construction: changed from 124 to 0; | Update
v1.4 | v2.1 | DE-161 | Dradenau power station | Capacity under construction: changed from 182 to 180; | Correction
v1.4 | v2.1 | DE-20 | Bonn-Nord power station | Capacity installed: changed from 94 to 133.3; | Correction
v1.4 | v2.1 | DE-201 | MM Neuss recycling | Capacity installed: changed from 19.1 to 42; Parent owners: changed from MM to Mayr-Melnhof Karton Group, E.ON SE; | Update
v1.4 | v2.1 | DE-220 | Bergkamen power station | Commissioning first unit: changed from unknown to 2030; | Correction
v1.4 | v2.1 | DE-61 | Knapsack Gas power station | Capacity planned: changed from 0 to 120; | Update
v1.4 | v2.1 | DE-7 | UPM Augsburg power station | Plant status: changed from installed to retired; Capacity installed: changed from 29.5 to 0; Capacity retired: changed from 0 to 29.5; (Planned) retirement last unit: changed from not planned to 2023; | Correction
v1.4 | v2.1 | DE-87 | Chemiepark Marl power station III | Plant status: changed from installed to retired; Capacity installed: changed from 184.7 to 0; Capacity retired: changed from 0 to 184.7; (Planned) retirement last unit: changed from not planned to 2025; | Correction
v1.4 | v2.1 | DE-89 | Muenchen Sued power station | Capacity installed: changed from 692.7 to 613; Capacity retired: changed from 0 to 79.7; | Correction
v1.4 | v2.1 | ES-69 | Abono power station | Plant status: changed from planned to construction; Capacity planned: changed from 494 to 0; Capacity under construction: changed from 0 to 494; | Correction
v1.4 | v2.1 | GR-12 | Korinthos power station | Capacity planned: changed from 57 to 0; | Update
v1.4 | v2.1 | GR-17 | Ptolemaïda power station | Commissioning first unit: changed from 2028 to 2027; | Correction
v1.4 | v2.1 | GR-3 | Alexandroupolis Industrial Area power station | Commissioning first unit: changed from 2025 to 2027; Parent owners: changed from Damco Energy SA, Public Power Corporation SA, DEPA Commercial to Public Power Corporation SA, DEPA Commercial; | Update
v1.4 | v2.1 | HR-3 | Legrad Hybrid Power Project | Parent owners: changed from not found to EEG Energy Group; | Correction
v1.4 | v2.1 | HR-6 | Crodux Slavonski Brod power station | Plant status: changed from construction to planned; Capacity planned: changed from 0 to 500; Capacity under construction: changed from 500 to 0; Commissioning first unit: changed from 2024 to 2027; Parent owners: changed from Crodux Energy to Delta Plin d.o.o; | Correction
v1.4 | v2.1 | HU-10 | Matra power station | Secondary fuel: changed from NA to oil; | Correction
v1.4 | v2.1 | IE-15 | Kilshane power station | Plant status: changed from cancelled to planned; Capacity planned: changed from 0 to 300; Capacity cancelled: changed from 293 to 0; Commissioning first unit: changed from NA to 2028; | Update
v1.4 | v2.1 | IE-17 | Mag Mell power station | Plant name: changed from Mag Mell power station to Shannon LNG power station; | Correction
v1.4 | v2.1 | IE-8 | Derrygreenagh power station | Capacity planned: changed from 600 to 710; | Correction
v1.4 | v2.1 | ME-1 | Bar gas power station | Plant status: changed from planned to shelved; Capacity planned: changed from 440 to 0; Capacity shelved: changed from 0 to 440; | Update
v1.4 | v2.1 | ME-2 | Pljevlja gas power station | Plant status: changed from planned to shelved; Capacity planned: changed from 200 to 0; Capacity shelved: changed from 0 to 200; | Update
v1.4 | v2.1 | ME-3 | Podgorica power station | Plant status: changed from planned to shelved; Capacity planned: changed from 150 to 0; Capacity shelved: changed from 0 to 150; | Update
v1.4 | v2.1 | NL-30 | Maxima Flevo power station | Capacity installed: changed from 888 to 919; | Correction
v1.4 | v2.1 | PL-1 | Lagisza power station | Capacity planned: changed from 120 to 100; Commissioning first unit: changed from unknown to 2030; | Update
v1.4 | v2.1 | PL-11 | Dolna Odra power station | Capacity planned: changed from 0 to 660; (Planned) retirement last unit: changed from 2042 to not planned; | Update
v1.4 | v2.1 | PL-16 | Rybnik power station | Capacity planned: changed from 0 to 1040; (Planned) retirement last unit: changed from 2042 to not planned; | Update
v1.4 | v2.1 | PL-18 | Siechnice power station | Plant status: changed from construction to installed; Capacity installed: changed from 0 to 179.4; Capacity under construction: changed from 179.4 to 0; Commissioning first unit: changed from 2024 to 2025; | Update
v1.4 | v2.1 | PL-32 | Siekierki power station | Capacity planned: changed from 550 to 500; | Correction
v1.4 | v2.1 | PL-34 | Ostrów Wielkopolski power station | Capacity planned: changed from 1310 to 600; | Correction
v1.4 | v2.1 | RO-10 | Craiova II power station | Parent owners: changed from Romania to Romania, Fondul Proprietatea; | Correction
v1.4 | v2.1 | RO-12 | Govora power station | Capacity planned: changed from 0 to 145; | Correction
v1.4 | v2.1 | RO-18 | Oradea power station | Capacity planned: changed from 25 to 0; Capacity under construction: changed from 0 to 30.2; | Correction
v1.4 | v2.1 | RS-3 | Novi Sad power station | Capacity planned: changed from 0 to 350; | Correction
v1.4 | v2.1 | RS-6 | Zrenjanin power station | Capacity installed: changed from 110 to 120; | Correction
v1.4 | v2.1 | RS-8 | Nis power plant | Capacity planned: changed from 1000 to 500; | Correction
v1.4 | v2.1 | SE-4 | Öresund power station | Capacity installed: changed from 440 to 448; | Correction
v1.4 | v2.1 | UK-101 | North Killingholme power station | Plant name: changed from North Killingholme power station to Killingholme Low Carbon power station; | Correction
v1.4 | v2.1 | UK-16 | Immingham power station | Capacity installed: changed from 1280 to 1330; Capacity under construction: changed from 50 to 0; | Correction
v1.4 | v2.1 | UK-21 | Severn power station | Parent owners: changed from UK Administration to Severn Power Holdings Limited; | Correction
v1.4 | v2.1 | UK-42 | Sutton Bridge Power Station | Parent owners: changed from UK Administration to Sutton Bridge Holdings Limited; | Correction
v1.4 | v2.1 | UK-64 | Grangemouth power station | Capacity planned: changed from 35 to 0; Capacity shelved: changed from 0 to 35; | Correction
v1.4 | v2.1 | UK-68 | Immingham B power station | Plant status: changed from planned to construction; Capacity planned: changed from 299 to 0; Capacity under construction: changed from 0 to 299; Commissioning first unit: changed from 2025 to 2026; | Correction
v2.1 | v2.2 | DE-226 | Hanau joint power plant | Added | Correction | Previously missing in database
v2.1 | v2.2 | DE-227 | Gundremmingen peaker plant | Added | Correction | Previously missing in database
v2.1 | v2.2 | DE-228 | Zolling thermal power plant | Added | Correction | Previously missing in database
v2.1 | v2.2 | DE-229 | Bexbach power station | Added | Correction | Previously missing in database
v2.1 | v2.2 | DE-230 | Quierschied-Weiher power station | Added | Correction | Previously missing in database
v2.1 | v2.2 | IE-33 | Kentstown power plant | Added | Correction | Previously missing in database
v2.1 | v2.2 | IE-34 | Platin power plant | Added | Correction | Previously missing in database
v2.1 | v2.2 | MD-3 | Chisinau Thermoelectric Source 2 | Added | Correction and Update
v2.1 | v2.2 | MD-4 | Chisinau Thermoelectric HOB West | Added | Update | New project
v2.1 | v2.2 | MK-5 | KOGEL power station | Added | Correction | Previously missing in database
v2.1 | v2.2 | MK-6 | Energetika power station | Added | Correction | Previously missing in database
v2.1 | v2.2 | PL-37 | Turek power plant | Added | Update | New project
v2.1 | v2.2 | PL-38 | Ursus power plant | Added | Update | New project
v2.1 | v2.2 | RO-28 | Câmpia Turzii power plant | Added | Update | New project
v2.1 | v2.2 | DE-85 | Mainz power station KW 5 | Removed | Correction | Merged with DE-84
v2.1 | v2.2 | AL-2 | Vlora power station | Secondary fuel: changed from oil to NA; Capacity announced: changed from 97 to 350; | Correction
v2.1 | v2.2 | CZ-9 | CCGT Pocerady | Capacity operating: changed from 847 to 888; Capacity pre-construction: changed from 0 to 1000; | Correction and Update
v2.1 | v2.2 | DE-10 | Berlin Mitte power station | Parent owners: changed from Vattenfall AB to Berliner Energie und Wärme GmbH (BEW); | Correction
v2.1 | v2.2 | DE-11 | Berlin-Klingenberg power station | Parent owners: changed from Vattenfall AB to Berliner Energie und Wärme GmbH (BEW); | Correction
v2.1 | v2.2 | DE-12 | Berlin-Marzahn power station | Parent owners: changed from Vattenfall AB to Berliner Energie und Wärme GmbH (BEW); | Correction
v2.1 | v2.2 | DE-13 | Charlottenburg power station | Parent owners: changed from Vattenfall AB to Berliner Energie und Wärme GmbH (BEW); | Correction
v2.1 | v2.2 | DE-136 | Scholven power station | Capacity operating: changed from 133.7 to 138; Commissioning first unit: changed from 2023 to 2024; | Correction
v2.1 | v2.2 | DE-137 | Herne power station | Parent owners: changed from KSBG Kommunale Beteiligungsgesellschaft GmbH & Co. KG to Asterion Industrial Partners SGEIC SA; | Correction
v2.1 | v2.2 | DE-139 | Leipheim power station | Latitude: changed from 48.44078 to 48.43572; Longitude: changed from 10.2526 to 10.23481; | Correction
v2.1 | v2.2 | DE-14 | Lichterfelde power station | Parent owners: changed from Vattenfall AB to Berliner Energie und Wärme GmbH (BEW); | Correction
v2.1 | v2.2 | DE-147 | Völklingen-Fenne power station | Parent owners: changed from KSBG Kommunale Beteiligungsgesellschaft GmbH & Co. KG to Asterion Industrial Partners SGEIC SA; | Correction
v2.1 | v2.2 | DE-153 | Heilbronn power station | Capacity under construction: changed from 750 to 675; Commissioning first unit: changed from 2026 to 2027; Parent owners: changed from Stadtwerke Bonn (SWB) to EnBW Energie Baden-Württemberg AG; | Update
v2.1 | v2.2 | DE-154 | Janschwalde power station | Latitude: changed from 50.09184 to 51.83567; Longitude: changed from 8.5313 to 14.45781; | Correction
v2.1 | v2.2 | DE-155 | Lippendorf power station | Plant status: changed from announced to pre-construction; Capacity announced: changed from 900 to 0; Capacity pre-construction: changed from 0 to 875; | Correction
v2.1 | v2.2 | DE-161 | Dradenau power station | Commissioning first unit: changed from 2025 to 2026; Latitude: changed from 53.52071 to 53.51808; Longitude: changed from 9.90661 to 9.9147; | Update
v2.1 | v2.2 | DE-178 | Dresden-Wilschdorf power station | Capacity pre-construction: changed from 0 to 42.2; | Correction
v2.1 | v2.2 | DE-2 | Altbach/Deizisau power station | Capacity under construction: changed from 750 to 665; | Update
v2.1 | v2.2 | DE-220 | Bergkamen power station | Plant status: changed from announced to pre-construction; Capacity announced: changed from 900 to 0; Capacity pre-construction: changed from 0 to 880; Parent owners: changed from KSBG Kommunale Beteiligungsgesellschaft GmbH & Co. KG to Asterion Industrial Partners SGEIC SA; | Correction
v2.1 | v2.2 | DE-221 | Berlin-Reuter-West power station | Parent owners: changed from Vattenfall AB to Berliner Energie und Wärme GmbH (BEW); | Correction
v2.1 | v2.2 | DE-47 | Mainova West power station | Parent owners: changed from Stadtwerke Frankfurt am Main Holding GmbH (SWFH) to Stadtwerke Frankfurt am Main Holding GmbH (SWFH), Thüga; | Correction
v2.1 | v2.2 | DE-48 | Niederrad power station | Parent owners: changed from Stadtwerke Frankfurt am Main Holding GmbH (SWFH) to Stadtwerke Frankfurt am Main Holding GmbH (SWFH), Thüga; | Correction
v2.1 | v2.2 | DE-53 | Hagen-Kabel power station | Plant status: changed from mothballed to retired; Capacity mothballed: changed from 247 to 0; Capacity retired: changed from 0 to 247; (Planned) retirement last unit: changed from not planned to 2025; Parent owners: changed from City of Hagen to Enervie Vernetzt GmbH; | Correction
v2.1 | v2.2 | DE-56 | Tiefstack power station | Latitude: changed from 53.51656 to 53.52702; Longitude: changed from 10.08072 to 10.06561; | Correction
v2.1 | v2.2 | DE-59 | Cuno herdecke power station | Parent owners: changed from City of Hagen, Statkraft AS to Enervie Vernetzt GmbH, Statkraft AS; | Correction
v2.1 | v2.2 | DE-79 | Leverkusen power station | Parent owners: changed from Currenta GmbH & Co. OHG, KSBG Kommunale Beteiligungsgesellschaft GmbH & Co. KG to Currenta GmbH & Co. OHG, Asterion Industrial Partners SGEIC SA; | Correction
v2.1 | v2.2 | DE-84 | Mainz power station | Capacity operating: changed from 521 to 620.3; Capacity pre-construction: changed from 0 to 250; | Correction
v2.1 | v2.2 | DE-94 | Franken 1 power station | Secondary fuel: changed from NA to extra light fuel oil; | Correction
v2.1 | v2.2 | ES-69 | Abono power station | Plant status: changed from construction to operating; Capacity operating: changed from 0 to 494; Capacity under construction: changed from 494 to 0; | Update
v2.1 | v2.2 | GR-13 | Larissa Thermoelectric power station | Commissioning first unit: changed from 2025 to 2028; Parent owners: changed from Cypriot Clavendia LLC to Clavenia Ltd, DEPA Commercial, EUSIF Larissa, Volton; | Update
v2.1 | v2.2 | GR-19 | Thessaloniki power station | Parent owners: changed from Électricité de France (EDF) SA to Helleniq Energy; | Update
v2.1 | v2.2 | GR-20 | Thisvi Elpedison power station | Parent owners: changed from Électricité de France (EDF) SA to Helleniq Energy; | Update
v2.1 | v2.2 | GR-7 | Gek-Terna Komotini power station | Plant status: changed from construction to operating; Capacity operating: changed from 0 to 877; Capacity under construction: changed from 877 to 0; | Update
v2.1 | v2.2 | HU-10 | Matra power station | Capacity pre-construction: changed from 520 to 0; Capacity under construction: changed from 0 to 540; | Update
v2.1 | v2.2 | MD-1 | Chisinau Thermoelectric Plant 1 | Plant name: changed from Chisinau Thermoelectric Plant 1 to Chisinau Thermoelectric Source 1; Capacity pre-construction: changed from 0 to 250; | Correction and Update
v2.1 | v2.2 | MK-1 | Bitola power station | Capacity announced: changed from 300 to 250; | Correction | Government change led to planned capacity reverting from 300 MW to 250 MW
v2.1 | v2.2 | MK-2 | Skopje CHP power station | Parent owners: changed from OJSC Territorial Generating Company No. 2 (TGC-2) to TE-TO AD Skopje; | Correction
v2.1 | v2.2 | MK-3 | Skopje power station | Plant status: changed from pre-construction to announced; Capacity announced: changed from 0 to 105; Capacity pre-construction: changed from 105 to 0; | Correction
v2.1 | v2.2 | MK-4 | Negotino power station | Parent owners: changed from JSC TEC Negotino to Elektrani na Severna Makedonija (ESM); | Correction | Added correct parent company
v2.1 | v2.2 | PL-16 | Rybnik power station | Capacity announced: changed from 1040 to 0; Capacity pre-construction: changed from 0 to 600; | Update
v2.1 | v2.2 | PL-2 | Elblag power station | Plant status: changed from pre-construction to construction; Capacity pre-construction: changed from 30 to 0; Capacity under construction: changed from 0 to 30; | Correction
v2.1 | v2.2 | PL-27 | Bydgoszcz power station | Plant status: changed from construction to operating; Capacity operating: changed from 0 to 52.7; Capacity under construction: changed from 56.2 to 0; | Update
v2.1 | v2.2 | PL-3 | Gdansk power station | Capacity pre-construction: changed from 450 to 600; Latitude: changed from 54.34514 to 54.33531; Longitude: changed from 18.72658 to 18.74601; | Update
v2.1 | v2.2 | PL-6 | Grudziadz power station | Capacity pre-construction: changed from 326 to 525; | Update
v2.1 | v2.2 | RO-21 | Petromidia Refinery power station | Plant status: changed from construction to operating; Capacity operating: changed from 0 to 80; Capacity under construction: changed from 80 to 0; | Update
v2.1 | v2.2 | RS-5 | Morava power station | Plant status: changed from announced to cancelled; Capacity announced: changed from 120 to 0; Capacity cancelled: changed from 0 to 120; Commissioning first unit: changed from unknown to NA; (Planned) retirement last unit: changed from not planned to NA; | Correction | No updates since 2022
v2.1 | v2.2 | TR-3 | Aksa Antalya power station | Capacity mothballed: changed from 250 to 0; Commissioning first unit: changed from 2009 to 2011; | Correction | Mothballed unit was retired before 2023 so it was removed
v2.1 | v2.2 | TR-50 | Kirklareli power station | Plant status: changed from pre-construction to construction; Capacity pre-construction: changed from 890 to 0; Capacity under construction: changed from 0 to 890; Commissioning first unit: changed from unknown to 2025; | Update
v2.1 | v2.2 | UK-104 | Keadby Hydrogen power station | Plant status: changed from announced to pre-construction; Capacity announced: changed from 900 to 0; Capacity pre-construction: changed from 0 to 900; | Update
v2.1 | v2.2 | UK-131 | Net Zero Teesside power station | Capacity pre-construction: changed from 860 to 742; Parent owners: changed from BP plc to BP plc, Equinor ASA; | Correction
v2.1 | v2.2 | UK-55 | Deeside power station | Plant status: changed from mothballed to construction; Capacity mothballed: changed from 500 to 0; Capacity under construction: changed from 0 to 49; Commissioning first unit: changed from 1994 to unknown; | Correction | Mothballed unit was retired before 2023 so it was removed
v2.1 | v2.2 | UK-61 | Ferrybridge-C power station | Plant status: changed from announced to pre-construction; Capacity announced: changed from 1200 to 0; Capacity pre-construction: changed from 0 to 1200; | Update
v2.1 | v2.2 | UK-65 | Grimsby power station | Capacity operating: changed from 20 to 40; Capacity under construction: changed from 20 to 0; | Correction
v2.1 | v2.2 | UK-7 | Corby Power Station | Parent owners: changed from Electricity Supply Board (ESB) to EP Group; | Update
v2.2 | v2.3 | DE-231 | Voerde power station | Added | Update | New project
v2.2 | v2.3 | DE-233 | RWE Burghaussen power station | Added | Update | New project
v2.2 | v2.3 | PL-39 | Polaniec power station | Added | Update | New project
v2.2 | v2.3 | PL-40 | Jaworzno power station | Added | Update | New project
v2.2 | v2.3 | PL-41 | Jaroslaw power station | Added | Update | New project
v2.2 | v2.3 | PL-42 | Pelplin power station | Added | Update | New project
v2.2 | v2.3 | PL-43 | Skawina power station | Added | Update | New project
v2.2 | v2.3 | DE-232 | Schkopau power station | Added | Update | New project
v2.2 | v2.3 | RO-29 | Premier Energy Braila power station | Added | Update | New project
v2.2 | v2.3 | UK-4 | Glanford Brigg power station | Removed | Correction | Retired before 2023
v2.2 | v2.3 | BE-16 | Les Awirs Flemalle power station | Plant status: changed from construction to operating; Capacity operating: changed from 0 to 875; Capacity under construction: changed from 870 to 0; | Update
v2.2 | v2.3 | BE-26 | Seraing power station | Capacity under construction: changed from 875 to 870; | Correction
v2.2 | v2.3 | CZ-8 | Komorany heating plant | Plant status: changed from announced to construction; Capacity announced: changed from 156 to 0; Capacity pre-construction: changed from 0 to 85; Capacity under construction: changed from 0 to 85; Commissioning first unit: changed from 2024 to 2027; | Correction
v2.2 | v2.3 | DE-136 | Scholven power station | Capacity announced: changed from 0 to 870; | Update | New project
v2.2 | v2.3 | DE-147 | Völklingen-Fenne power station | Capacity announced: changed from 0 to 150; | Update | New project
v2.2 | v2.3 | DE-155 | Lippendorf power station | Commissioning first unit: changed from 2027 to 2029; | Update
v2.2 | v2.3 | DE-226 | Hanau joint power plant | Commissioning first unit: changed from 2025 to 2026; | Update
v2.2 | v2.3 | DE-4 | DS Smith Aschaffenburg Mill power station | Parent owners: changed from DS Smith plc to E.ON SE; | Correction
v2.2 | v2.3 | DE-84 | Mainz power station | Capacity pre-construction: changed from 250 to 304; | Update | New project
v2.2 | v2.3 | EE-3 | Narva peaking power plant | Plant status: changed from announced to pre-construction; Capacity announced: changed from 100 to 0; Capacity pre-construction: changed from 0 to 100; | Update
v2.2 | v2.3 | FR-14 | Landivisiau power station | Parent owners: changed from TotalEnergies SE to TotalEnergies SE, Asterion Industrial Partners SGEIC SA; | Correction
v2.2 | v2.3 | GR-17 | Ptolemaida power station | Capacity announced: changed from 650 to 143.7; Capacity pre-construction: changed from 350 to 295; | Update
v2.2 | v2.3 | HU-16 | Tisza power station | Commissioning first unit: changed from 2026 to 2029; | Update
v2.2 | v2.3 | IE-11 | Grange Castle Business Park power station | Capacity pre-construction: changed from 170 to 0; Capacity under construction: changed from 0 to 170; | Correction
v2.2 | v2.3 | IE-6 | Corduff Flexgen power station | Plant status: changed from construction to operating; Capacity operating: changed from 0 to 65; Capacity under construction: changed from 65 to 0; | Correction and Update
v2.2 | v2.3 | IT-133 | Roselectra power station | Commissioning first unit: changed from unknown to 2007; City: changed from Rosignano Solvay, Rosen to Rosignano Solvay; | Correction
v2.2 | v2.3 | IT-19 | Celano power station | Parent owners: changed from MWE srl to B2G Italy Spa; | Correction
v2.2 | v2.3 | IT-76 | Rosignano power station | Plant name: changed from Rosignano power station to Rosen power station; Capacity operating: changed from 505 to 330; Commissioning first unit: changed from 2007 to 1997; City: changed from Rosignano Solvay, Rosen to Rosignano Solvay; | Correction
v2.2 | v2.3 | IT-79 | San Filippo del Mela power station | Capacity pre-construction: changed from 859 to 110.6; Commissioning first unit: changed from 2025 to unknown; | Correction
v2.2 | v2.3 | MK-1 | Bitola power station | Plant status: changed from announced to pre-construction; Capacity announced: changed from 250 to 0; Capacity pre-construction: changed from 0 to 200; | Correction
v2.2 | v2.3 | MK-4 | Negotino power station | Plant status: changed from announced to pre-construction; Capacity announced: changed from 500 to 0; Capacity pre-construction: changed from 0 to 500; | Correction
v2.2 | v2.3 | PL-11 | Dolna Odra power station | Capacity announced: changed from 660 to 0; Capacity pre-construction: changed from 0 to 588; | Update
v2.2 | v2.3 | PL-22 | Adamow power station | Capacity under construction: changed from 600 to 562; | Update
v2.2 | v2.3 | PL-29 | Synthos Dwory 7 power station | Capacity operating: changed from 72 to 116; Commissioning first unit: changed from 2024 to 2025; | Correction and Update
v2.2 | v2.3 | PL-3 | Gdansk power station | Plant status: changed from pre-construction to construction; Capacity pre-construction: changed from 600 to 0; Capacity under construction: changed from 0 to 600; Commissioning first unit: changed from 2027 to 2029; | Correction and Update
v2.2 | v2.3 | PL-31 | Lodz 4 power station | Capacity pre-construction: changed from 350 to 210; | Update
v2.2 | v2.3 | PL-33 | Krakow-Leg power station | Plant status: changed from pre-construction to construction; Capacity pre-construction: changed from 99.8 to 0; Capacity under construction: changed from 0 to 99.8; Commissioning first unit: changed from unknown to 2028; Latitude: changed from 50.05402 to 50.05906; Longitude: changed from 20.00602 to 20.07662; | Update
v2.2 | v2.3 | PT-9 | Turbogas Tapada do Outeiro power station | Parent owners: changed from Engie SA to Marubeni Corporation; | Correction
v2.2 | v2.3 | RO-12 | Govora power station | Plant status: changed from pre-construction to construction; Capacity pre-construction: changed from 145 to 0; Capacity under construction: changed from 0 to 145; | Correction and Update
v2.2 | v2.3 | RO-19 | Palas power station | Plant status: changed from pre-construction to construction; Capacity pre-construction: changed from 97 to 0; Capacity under construction: changed from 0 to 97; | Correction and Update
v2.2 | v2.3 | RO-26 | CET Arad power station | Plant status: changed from operating to mothballed; Capacity operating: changed from 21 to 0; Capacity mothballed: changed from 0 to 21; | Correction
v2.2 | v2.3 | RO-27 | CET Arad hydrocarbons | Plant status: changed from pre-construction to construction; Capacity pre-construction: changed from 31.2 to 0; Capacity under construction: changed from 0 to 31.2; | Correction and Update
v2.2 | v2.3 | RO-3 | Bucharest Grozavesti power station | Capacity announced: changed from 63 to 0; Capacity pre-construction: changed from 0 to 34; Capacity shelved: changed from 100 to 0; Parent owners: changed from SC Electrocentrale Bucuresti, Termoelectrica to Termoelectrica; | Correction and Update
v2.2 | v2.3 | RO-4 | Bucharest Progresu power station | Capacity operating: changed from 200 to 100; Capacity announced: changed from 100 to 0; Capacity pre-construction: changed from 0 to 74.2; | Correction and Update
v2.2 | v2.3 | RO-5 | Bucharest-Sud power station | Capacity mothballed: changed from 350 to 0; Capacity announced: changed from 617 to 0; Capacity pre-construction: changed from 0 to 275; Capacity shelved: changed from 200 to 0; Commissioning first unit: changed from 1965 to 1966; | Correction and Update
v2.2 | v2.3 | TR-40 | İç Anadolu power station | Capacity operating: changed from 853 to 870; Parent owners: changed from GAMA Holding Inc. to SOCAR Türkiye Enerji A.Ş.; | Update
v2.2 | v2.3 | UK-63 | Glanford Brigg IC power station | Capacity operating: changed from 50 to 100; Capacity under construction: changed from 50 to 0; | Correction and Update
v2.2 | v2.3 | UK-8 | Coryton power station | Capacity pre-construction: changed from 77 to 0; Capacity under construction: changed from 0 to 77; | Correction and Update
v2.2 | v2.3 | UK-92 | Thurrock Flexible power station | Commissioning first unit: changed from 2024 to 2026; | Update

## Checks (hidden)
!!!! This sheets only aims at checking consistency between the different worksheets before publishing !!!!
| Nbr plants | Nbr units | Capacity
|  |  | TOTAL | Installed | Planned | Construction | Shelved | Cancelled | Retired
Summary | 218 | 435 | 126027 | 14903 | 43587 | 17727 | 14848 | 12240 | 2137
Country |  |  | 363559 | 237530 | 20586 | 17727 | 14848 | 12240 | 2137
Plant | 990 |  | 363553.7
Unit |  | 1951 | 363633 | 252506 | 64175 | 17726 | 14848 | 12240 | 2138
Checks | -772 | -1516 | -237532 | -222627 | 23001 | 0 | 0 | 0 | 0
|  |  | -237526.7 | -237603 | -20588 | 1 | 0 | 0 | -1
-237606